## Sheet1
AdjustmentFactors | constant | 0.0
| dc_constant | 0.0
BatteryCell
BatteryDispatch
BatterySystem | en_batt | 0.0
CECPerformanceModelWithModuleDatabase | cec_a_ref | 2.57764
| cec_adjust | 22.9092
| cec_alpha_sc | 0.003735
| cec_area | 1.631
| cec_array_cols | 10.0
| cec_array_rows | 1.0
| cec_backside_temp | 20.0
| cec_beta_oc | -0.175619
| cec_bifacial_ground_clearance_height | 1.0
| cec_bifacial_transmission_factor | 0.013
| cec_bifaciality | 0.65
| cec_gamma_r | -0.386
| cec_gap_spacing | 0.05
| cec_heat_transfer | 0.0
| cec_height | 0.0
| cec_i_l_ref | 6.05373
| cec_i_mp_ref | 5.67
| cec_i_o_ref | 8.36043e-11
| cec_i_sc_ref | 6.05
| cec_is_bifacial | 0.0
| cec_module_length | 1.631
| cec_module_width | 1.0
| cec_mounting_config | 0.0
| cec_mounting_orientation | 0.0
| cec_n_s | 96.0
| cec_r_s | 0.30812
| cec_r_sh_ref | 500.069
| cec_standoff | 6.0
| cec_t_noct | 46.0
| cec_temp_corr_mode | 0.0
| cec_transient_thermal_model_unit_mass | 11.0919
| cec_v_mp_ref | 54.7
| cec_v_oc_ref | 64.4
CECPerformanceModelWithUserEnteredSpecifications | sixpar_aisc | 0.004
| sixpar_area | 1.3
| sixpar_bifacial_ground_clearance_height | 1.0
| sixpar_bifacial_transmission_factor | 0.013
| sixpar_bifaciality | 0.65
| sixpar_bvoc | -0.11
| sixpar_celltech | 1.0
| sixpar_gpmp | -0.41
| sixpar_imp | 6.0
| sixpar_is_bifacial | 0.0
| sixpar_isc | 7.0
| sixpar_mounting | 0.0
| sixpar_nser | 60.0
| sixpar_standoff | 6.0
| sixpar_tnoct | 46.0
| sixpar_transient_thermal_model_unit_mass | 11.0919
| sixpar_vmp | 30.0
| sixpar_voc | 37.0
ElectricityRates | rate_escalation | (0.0,)
| ur_annual_min_charge | 0.0
| ur_dc_enable | 1.0
| ur_dc_flat_mat | ((0.0, 1.0, 1e+38, 0.0), (1.0, 1.0, 1e+38, 0.0), (2.0, 1.0, 1e+38, 0.0), (3.0, 1.0, 1e+38, 0.0), (4.0, 1.0, 1e+38, 0.0), (5.0, 1.0, 1e+38, 0.0), (6.0, 1.0, 1e+38, 0.0), (7.0, 1.0, 1e+38, 0.0), (8.0, 1.0, 1e+38, 0.0), (9.0, 1.0, 1e+38, 0.0), (10.0, 1.0, 1e+38, 0.0), (11.0, 1.0, 1e+38, 0.0))
| ur_dc_sched_weekday | ((2.0, 2.0, 2.0, 2.0, 2.0, 2.0, 2.0, 2.0, 2.0, 2.0, 2.0, 2.0, 2.0, 2.0, 2.0, 1.0, 1.0, 1.0, 1.0, 1.0, 2.0, 2.0, 2.0, 2.0), (2.0, 2.0, 2.0, 2.0, 2.0, 2.0, 2.0, 2.0, 2.0, 2.0, 2.0, 2.0, 2.0, 2.0, 2.0, 1.0, 1.0, 1.0, 1.0, 1.0, 2.0, 2.0, 2.0, 2.0), (2.0, 2.0, 2.0, 2.0, 2.0, 2.0, 2.0, 2.0, 2.0, 2.0, 2.0, 2.0, 2.0, 2.0, 2.0, 1.0, 1.0, 1.0, 1.0, 1.0, 2.0, 2.0, 2.0, 2.0), (2.0, 2.0, 2.0, 2.0, 2.0, 2.0, 2.0, 2.0, 2.0, 2.0, 2.0, 2.0, 2.0, 2.0, 2.0, 1.0, 1.0, 1.0, 1.0, 1.0, 2.0, 2.0, 2.0, 2.0), (2.0, 2.0, 2.0, 2.0, 2.0, 2.0, 2.0, 2.0, 2.0, 2.0, 2.0, 2.0, 2.0, 2.0, 2.0, 1.0, 1.0, 1.0, 1.0, 1.0, 2.0, 2.0, 2.0, 2.0), (2.0, 2.0, 2.0, 2.0, 2.0, 2.0, 2.0, 2.0, 2.0, 2.0, 2.0, 2.0, 2.0, 2.0, 2.0, 1.0, 1.0, 1.0, 1.0, 1.0, 2.0, 2.0, 2.0, 2.0), (2.0, 2.0, 2.0, 2.0, 2.0, 2.0, 2.0, 2.0, 2.0, 2.0, 2.0, 2.0, 2.0, 2.0, 2.0, 1.0, 1.0, 1.0, 1.0, 1.0, 2.0, 2.0, 2.0, 2.0), (2.0, 2.0, 2.0, 2.0, 2.0, 2.0, 2.0, 2.0, 2.0, 2.0, 2.0, 2.0, 2.0, 2.0, 2.0, 1.0, 1.0, 1.0, 1.0, 1.0, 2.0, 2.0, 2.0, 2.0), (2.0, 2.0, 2.0, 2.0, 2.0, 2.0, 2.0, 2.0, 2.0, 2.0, 2.0, 2.0, 2.0, 2.0, 2.0, 1.0, 1.0, 1.0, 1.0, 1.0, 2.0, 2.0, 2.0, 2.0), (2.0, 2.0, 2.0, 2.0, 2.0, 2.0, 2.0, 2.0, 2.0, 2.0, 2.0, 2.0, 2.0, 2.0, 2.0, 1.0, 1.0, 1.0, 1.0, 1.0, 2.0, 2.0, 2.0, 2.0), (2.0, 2.0, 2.0, 2.0, 2.0, 2.0, 2.0, 2.0, 2.0, 2.0, 2.0, 2.0, 2.0, 2.0, 2.0, 1.0, 1.0, 1.0, 1.0, 1.0, 2.0, 2.0, 2.0, 2.0), (2.0, 2.0, 2.0, 2.0, 2.0, 2.0, 2.0, 2.0, 2.0, 2.0, 2.0, 2.0, 2.0, 2.0, 2.0, 1.0, 1.0, 1.0, 1.0, 1.0, 2.0, 2.0, 2.0, 2.0))
| ur_dc_sched_weekend | ((2.0, 2.0, 2.0, 2.0, 2.0, 2.0, 2.0, 2.0, 2.0, 2.0, 2.0, 2.0, 2.0, 2.0, 2.0, 2.0, 2.0, 2.0, 2.0, 2.0, 2.0, 2.0, 2.0, 2.0), (2.0, 2.0, 2.0, 2.0, 2.0, 2.0, 2.0, 2.0, 2.0, 2.0, 2.0, 2.0, 2.0, 2.0, 2.0, 2.0, 2.0, 2.0, 2.0, 2.0, 2.0, 2.0, 2.0, 2.0), (2.0, 2.0, 2.0, 2.0, 2.0, 2.0, 2.0, 2.0, 2.0, 2.0, 2.0, 2.0, 2.0, 2.0, 2.0, 2.0, 2.0, 2.0, 2.0, 2.0, 2.0, 2.0, 2.0, 2.0), (2.0, 2.0, 2.0, 2.0, 2.0, 2.0, 2.0, 2.0, 2.0, 2.0, 2.0, 2.0, 2.0, 2.0, 2.0, 2.0, 2.0, 2.0, 2.0, 2.0, 2.0, 2.0, 2.0, 2.0), (2.0, 2.0, 2.0, 2.0, 2.0, 2.0, 2.0, 2.0, 2.0, 2.0, 2.0, 2.0, 2.0, 2.0, 2.0, 2.0, 2.0, 2.0, 2.0, 2.0, 2.0, 2.0, 2.0, 2.0), (2.0, 2.0, 2.0, 2.0, 2.0, 2.0, 2.0, 2.0, 2.0, 2.0, 2.0, 2.0, 2.0, 2.0, 2.0, 2.0, 2.0, 2.0, 2.0, 2.0, 2.0, 2.0, 2.0, 2.0), (2.0, 2.0, 2.0, 2.0, 2.0, 2.0, 2.0, 2.0, 2.0, 2.0, 2.0, 2.0, 2.0, 2.0, 2.0, 2.0, 2.0, 2.0, 2.0, 2.0, 2.0, 2.0, 2.0, 2.0), (2.0, 2.0, 2.0, 2.0, 2.0, 2.0, 2.0, 2.0, 2.0, 2.0, 2.0, 2.0, 2.0, 2.0, 2.0, 2.0, 2.0, 2.0, 2.0, 2.0, 2.0, 2.0, 2.0, 2.0), (2.0, 2.0, 2.0, 2.0, 2.0, 2.0, 2.0, 2.0, 2.0, 2.0, 2.0, 2.0, 2.0, 2.0, 2.0, 2.0, 2.0, 2.0, 2.0, 2.0, 2.0, 2.0, 2.0, 2.0), (2.0, 2.0, 2.0, 2.0, 2.0, 2.0, 2.0, 2.0, 2.0, 2.0, 2.0, 2.0, 2.0, 2.0, 2.0, 2.0, 2.0, 2.0, 2.0, 2.0, 2.0, 2.0, 2.0, 2.0), (2.0, 2.0, 2.0, 2.0, 2.0, 2.0, 2.0, 2.0, 2.0, 2.0, 2.0, 2.0, 2.0, 2.0, 2.0, 2.0, 2.0, 2.0, 2.0, 2.0, 2.0, 2.0, 2.0, 2.0), (2.0, 2.0, 2.0, 2.0, 2.0, 2.0, 2.0, 2.0, 2.0, 2.0, 2.0, 2.0, 2.0, 2.0, 2.0, 2.0, 2.0, 2.0, 2.0, 2.0, 2.0, 2.0, 2.0, 2.0))
| ur_dc_tou_mat | ((1.0, 1.0, 100.0, 20.0), (1.0, 2.0, 1e+38, 15.0), (2.0, 1.0, 100.0, 10.0), (2.0, 2.0, 1e+38, 5.0))
| ur_ec_billing_demand_lookback_percentages | ((60.0, 0.0), (60.0, 0.0), (60.0, 0.0), (60.0, 0.0), (60.0, 0.0), (95.0, 1.0), (95.0, 1.0), (95.0, 1.0), (95.0, 1.0), (60.0, 0.0), (60.0, 0.0), (60.0, 0.0))
| ur_ec_billing_demand_lookback_period | 11.0
| ur_ec_billing_demand_minimum | 100.0
| ur_ec_enable_billing_demand | 0.0
| ur_ec_sched_weekday | ((4.0, 4.0, 4.0, 4.0, 4.0, 4.0, 4.0, 4.0, 4.0, 4.0, 4.0, 4.0, 4.0, 4.0, 4.0, 3.0, 3.0, 3.0, 3.0, 3.0, 4.0, 4.0, 4.0, 4.0), (4.0, 4.0, 4.0, 4.0, 4.0, 4.0, 4.0, 4.0, 4.0, 4.0, 4.0, 4.0, 4.0, 4.0, 4.0, 3.0, 3.0, 3.0, 3.0, 3.0, 4.0, 4.0, 4.0, 4.0), (4.0, 4.0, 4.0, 4.0, 4.0, 4.0, 4.0, 4.0, 4.0, 4.0, 4.0, 4.0, 4.0, 4.0, 4.0, 3.0, 3.0, 3.0, 3.0, 3.0, 4.0, 4.0, 4.0, 4.0), (4.0, 4.0, 4.0, 4.0, 4.0, 4.0, 4.0, 4.0, 4.0, 4.0, 4.0, 4.0, 4.0, 4.0, 4.0, 3.0, 3.0, 3.0, 3.0, 3.0, 4.0, 4.0, 4.0, 4.0), (2.0, 2.0, 2.0, 2.0, 2.0, 2.0, 2.0, 2.0, 2.0, 2.0, 2.0, 2.0, 2.0, 2.0, 2.0, 1.0, 1.0, 1.0, 1.0, 1.0, 2.0, 2.0, 2.0, 2.0), (2.0, 2.0, 2.0, 2.0, 2.0, 2.0, 2.0, 2.0, 2.0, 2.0, 2.0, 2.0, 2.0, 2.0, 2.0, 1.0, 1.0, 1.0, 1.0, 1.0, 2.0, 2.0, 2.0, 2.0), (2.0, 2.0, 2.0, 2.0, 2.0, 2.0, 2.0, 2.0, 2.0, 2.0, 2.0, 2.0, 2.0, 2.0, 2.0, 1.0, 1.0, 1.0, 1.0, 1.0, 2.0, 2.0, 2.0, 2.0), (2.0, 2.0, 2.0, 2.0, 2.0, 2.0, 2.0, 2.0, 2.0, 2.0, 2.0, 2.0, 2.0, 2.0, 2.0, 1.0, 1.0, 1.0, 1.0, 1.0, 2.0, 2.0, 2.0, 2.0), (2.0, 2.0, 2.0, 2.0, 2.0, 2.0, 2.0, 2.0, 2.0, 2.0, 2.0, 2.0, 2.0, 2.0, 2.0, 1.0, 1.0, 1.0, 1.0, 1.0, 2.0, 2.0, 2.0, 2.0), (2.0, 2.0, 2.0, 2.0, 2.0, 2.0, 2.0, 2.0, 2.0, 2.0, 2.0, 2.0, 2.0, 2.0, 2.0, 1.0, 1.0, 1.0, 1.0, 1.0, 2.0, 2.0, 2.0, 2.0), (4.0, 4.0, 4.0, 4.0, 4.0, 4.0, 4.0, 4.0, 4.0, 4.0, 4.0, 4.0, 4.0, 4.0, 4.0, 3.0, 3.0, 3.0, 3.0, 3.0, 4.0, 4.0, 4.0, 4.0), (4.0, 4.0, 4.0, 4.0, 4.0, 4.0, 4.0, 4.0, 4.0, 4.0, 4.0, 4.0, 4.0, 4.0, 4.0, 3.0, 3.0, 3.0, 3.0, 3.0, 4.0, 4.0, 4.0, 4.0))
| ur_ec_sched_weekend | ((4.0, 4.0, 4.0, 4.0, 4.0, 4.0, 4.0, 4.0, 4.0, 4.0, 4.0, 4.0, 4.0, 4.0, 4.0, 4.0, 4.0, 4.0, 4.0, 4.0, 4.0, 4.0, 4.0, 4.0), (4.0, 4.0, 4.0, 4.0, 4.0, 4.0, 4.0, 4.0, 4.0, 4.0, 4.0, 4.0, 4.0, 4.0, 4.0, 4.0, 4.0, 4.0, 4.0, 4.0, 4.0, 4.0, 4.0, 4.0), (4.0, 4.0, 4.0, 4.0, 4.0, 4.0, 4.0, 4.0, 4.0, 4.0, 4.0, 4.0, 4.0, 4.0, 4.0, 4.0, 4.0, 4.0, 4.0, 4.0, 4.0, 4.0, 4.0, 4.0), (4.0, 4.0, 4.0, 4.0, 4.0, 4.0, 4.0, 4.0, 4.0, 4.0, 4.0, 4.0, 4.0, 4.0, 4.0, 4.0, 4.0, 4.0, 4.0, 4.0, 4.0, 4.0, 4.0, 4.0), (2.0, 2.0, 2.0, 2.0, 2.0, 2.0, 2.0, 2.0, 2.0, 2.0, 2.0, 2.0, 2.0, 2.0, 2.0, 2.0, 2.0, 2.0, 2.0, 2.0, 2.0, 2.0, 2.0, 2.0), (2.0, 2.0, 2.0, 2.0, 2.0, 2.0, 2.0, 2.0, 2.0, 2.0, 2.0, 2.0, 2.0, 2.0, 2.0, 2.0, 2.0, 2.0, 2.0, 2.0, 2.0, 2.0, 2.0, 2.0), (2.0, 2.0, 2.0, 2.0, 2.0, 2.0, 2.0, 2.0, 2.0, 2.0, 2.0, 2.0, 2.0, 2.0, 2.0, 2.0, 2.0, 2.0, 2.0, 2.0, 2.0, 2.0, 2.0, 2.0), (2.0, 2.0, 2.0, 2.0, 2.0, 2.0, 2.0, 2.0, 2.0, 2.0, 2.0, 2.0, 2.0, 2.0, 2.0, 2.0, 2.0, 2.0, 2.0, 2.0, 2.0, 2.0, 2.0, 2.0), (2.0, 2.0, 2.0, 2.0, 2.0, 2.0, 2.0, 2.0, 2.0, 2.0, 2.0, 2.0, 2.0, 2.0, 2.0, 2.0, 2.0, 2.0, 2.0, 2.0, 2.0, 2.0, 2.0, 2.0), (2.0, 2.0, 2.0, 2.0, 2.0, 2.0, 2.0, 2.0, 2.0, 2.0, 2.0, 2.0, 2.0, 2.0, 2.0, 2.0, 2.0, 2.0, 2.0, 2.0, 2.0, 2.0, 2.0, 2.0), (4.0, 4.0, 4.0, 4.0, 4.0, 4.0, 4.0, 4.0, 4.0, 4.0, 4.0, 4.0, 4.0, 4.0, 4.0, 4.0, 4.0, 4.0, 4.0, 4.0, 4.0, 4.0, 4.0, 4.0), (4.0, 4.0, 4.0, 4.0, 4.0, 4.0, 4.0, 4.0, 4.0, 4.0, 4.0, 4.0, 4.0, 4.0, 4.0, 4.0, 4.0, 4.0, 4.0, 4.0, 4.0, 4.0, 4.0, 4.0))
| ur_ec_tou_mat | ((1.0, 1.0, 1e+38, 0.0, 0.05, 0.0), (2.0, 1.0, 1e+38, 0.0, 0.075, 0.0), (3.0, 1.0, 1e+38, 0.0, 0.06, 0.0), (4.0, 1.0, 1e+38, 0.0, 0.05, 0.0))
| ur_en_ts_buy_rate | 0.0
| ur_en_ts_sell_rate | 0.0
| ur_metering_option | 0.0
| ur_monthly_fixed_charge | 30.0
| ur_monthly_min_charge | 0.0
| ur_nm_credit_month | 11.0
| ur_nm_credit_rollover | 0.0
| ur_nm_yearend_sell_rate | 0.0
| ur_ts_buy_rate | (0.0, 0.0, 0.0, 0.0, 0.0, 0.0, 0.0, 0.0, 0.0, 0.0, 0.0, 0.0, 0.0, 0.0, 0.0, 0.0, 0.0, 0.0, 0.0, 0.0, 0.0, 0.0, 0.0, 0.0, 0.0, 0.0, 0.0, 0.0, 0.0, 0.0, 0.0, 0.0, 0.0, 0.0, 0.0, 0.0, 0.0, 0.0, 0.0, 0.0, 0.0, 0.0, 0.0, 0.0, 0.0, 0.0, 0.0, 0.0, 0.0, 0.0, 0.0, 0.0, 0.0, 0.0, 0.0, 0.0, 0.0, 0.0, 0.0, 0.0, 0.0, 0.0, 0.0, 0.0, 0.0, 0.0, 0.0, 0.0, 0.0, 0.0, 0.0, 0.0, 0.0, 0.0, 0.0, 0.0, 0.0, 0.0, 0.0, 0.0, 0.0, 0.0, 0.0, 0.0, 0.0, 0.0, 0.0, 0.0, 0.0, 0.0, 0.0, 0.0, 0.0, 0.0, 0.0, 0.0, 0.0, 0.0, 0.0, 0.0, 0.0, 0.0, 0.0, 0.0, 0.0, 0.0, 0.0, 0.0, 0.0, 0.0, 0.0, 0.0, 0.0, 0.0, 0.0, 0.0, 0.0, 0.0, 0.0, 0.0, 0.0, 0.0, 0.0, 0.0, 0.0, 0.0, 0.0, 0.0, 0.0, 0.0, 0.0, 0.0, 0.0, 0.0, 0.0, 0.0, 0.0, 0.0, 0.0, 0.0, 0.0, 0.0, 0.0, 0.0, 0.0, 0.0, 0.0, 0.0, 0.0, 0.0, 0.0, 0.0, 0.0, 0.0, 0.0, 0.0, 0.0, 0.0, 0.0, 0.0, 0.0, 0.0, 0.0, 0.0, 0.0, 0.0, 0.0, 0.0, 0.0, 0.0, 0.0, 0.0, 0.0, 0.0, 0.0, 0.0, 0.0, 0.0, 0.0, 0.0, 0.0, 0.0, 0.0, 0.0, 0.0, 0.0, 0.0, 0.0, 0.0, 0.0, 0.0, 0.0, 0.0, 0.0, 0.0, 0.0, 0.0, 0.0, 0.0, 0.0, 0.0, 0.0, 0.0, 0.0, 0.0, 0.0, 0.0, 0.0, 0.0, 0.0, 0.0, 0.0, 0.0, 0.0, 0.0, 0.0, 0.0, 0.0, 0.0, 0.0, 0.0, 0.0, 0.0, 0.0, 0.0, 0.0, 0.0, 0.0, 0.0, 0.0, 0.0, 0.0, 0.0, 0.0, 0.0, 0.0, 0.0, 0.0, 0.0, 0.0, 0.0, 0.0, 0.0, 0.0, 0.0, 0.0, 0.0, 0.0, 0.0, 0.0, 0.0, 0.0, 0.0, 0.0, 0.0, 0.0, 0.0, 0.0, 0.0, 0.0, 0.0, 0.0, 0.0, 0.0, 0.0, 0.0, 0.0, 0.0, 0.0, 0.0, 0.0, 0.0, 0.0, 0.0, 0.0, 0.0, 0.0, 0.0, 0.0, 0.0, 0.0, 0.0, 0.0, 0.0, 0.0, 0.0, 0.0, 0.0, 0.0, 0.0, 0.0, 0.0, 0.0, 0.0, 0.0, 0.0, 0.0, 0.0, 0.0, 0.0, 0.0, 0.0, 0.0, 0.0, 0.0, 0.0, 0.0, 0.0, 0.0, 0.0, 0.0, 0.0, 0.0, 0.0, 0.0, 0.0, 0.0, 0.0, 0.0, 0.0, 0.0, 0.0, 0.0, 0.0, 0.0, 0.0, 0.0, 0.0, 0.0, 0.0, 0.0, 0.0, 0.0, 0.0, 0.0, 0.0, 0.0, 0.0, 0.0, 0.0, 0.0, 0.0, 0.0, 0.0, 0.0, 0.0, 0.0, 0.0, 0.0, 0.0, 0.0, 0.0, 0.0, 0.0, 0.0, 0.0, 0.0, 0.0, 0.0, 0.0, 0.0, 0.0, 0.0, 0.0, 0.0, 0.0, 0.0, 0.0, 0.0, 0.0, 0.0, 0.0, 0.0, 0.0, 0.0, 0.0, 0.0, 0.0, 0.0, 0.0, 0.0, 0.0, 0.0, 0.0, 0.0, 0.0, 0.0, 0.0, 0.0, 0.0, 0.0, 0.0, 0.0, 0.0, 0.0, 0.0, 0.0, 0.0, 0.0, 0.0, 0.0, 0.0, 0.0, 0.0, 0.0, 0.0, 0.0, 0.0, 0.0, 0.0, 0.0, 0.0, 0.0, 0.0, 0.0, 0.0, 0.0, 0.0, 0.0, 0.0, 0.0, 0.0, 0.0, 0.0, 0.0, 0.0, 0.0, 0.0, 0.0, 0.0, 0.0, 0.0, 0.0, 0.0, 0.0, 0.0, 0.0, 0.0, 0.0, 0.0, 0.0, 0.0, 0.0, 0.0, 0.0, 0.0, 0.0, 0.0, 0.0, 0.0, 0.0, 0.0, 0.0, 0.0, 0.0, 0.0, 0.0, 0.0, 0.0, 0.0, 0.0, 0.0, 0.0, 0.0, 0.0, 0.0, 0.0, 0.0, 0.0, 0.0, 0.0, 0.0, 0.0, 0.0, 0.0, 0.0, 0.0, 0.0, 0.0, 0.0, 0.0, 0.0, 0.0, 0.0, 0.0, 0.0, 0.0, 0.0, 0.0, 0.0, 0.0, 0.0, 0.0, 0.0, 0.0, 0.0, 0.0, 0.0, 0.0, 0.0, 0.0, 0.0, 0.0, 0.0, 0.0, 0.0, 0.0, 0.0, 0.0, 0.0, 0.0, 0.0, 0.0, 0.0, 0.0, 0.0, 0.0, 0.0, 0.0, 0.0, 0.0, 0.0, 0.0, 0.0, 0.0, 0.0, 0.0, 0.0, 0.0, 0.0, 0.0, 0.0, 0.0, 0.0, 0.0, 0.0, 0.0, 0.0, 0.0, 0.0, 0.0, 0.0, 0.0, 0.0, 0.0, 0.0, 0.0, 0.0, 0.0, 0.0, 0.0, 0.0, 0.0, 0.0, 0.0, 0.0, 0.0, 0.0, 0.0, 0.0, 0.0, 0.0, 0.0, 0.0, 0.0, 0.0, 0.0, 0.0, 0.0, 0.0, 0.0, 0.0, 0.0, 0.0, 0.0, 0.0, 0.0, 0.0, 0.0, 0.0, 0.0, 0.0, 0.0, 0.0, 0.0, 0.0, 0.0, 0.0, 0.0, 0.0, 0.0, 0.0, 0.0, 0.0, 0.0, 0.0, 0.0, 0.0, 0.0, 0.0, 0.0, 0.0, 0.0, 0.0, 0.0, 0.0, 0.0, 0.0, 0.0, 0.0, 0.0, 0.0, 0.0, 0.0, 0.0, 0.0, 0.0, 0.0, 0.0, 0.0, 0.0, 0.0, 0.0, 0.0, 0.0, 0.0, 0.0, 0.0, 0.0, 0.0, 0.0, 0.0, 0.0, 0.0, 0.0, 0.0, 0.0, 0.0, 0.0, 0.0, 0.0, 0.0, 0.0, 0.0, 0.0, 0.0, 0.0, 0.0, 0.0, 0.0, 0.0, 0.0, 0.0, 0.0, 0.0, 0.0, 0.0, 0.0, 0.0, 0.0, 0.0, 0.0, 0.0, 0.0, 0.0, 0.0, 0.0, 0.0, 0.0, 0.0, 0.0, 0.0, 0.0, 0.0, 0.0, 0.0, 0.0, 0.0, 0.0, 0.0, 0.0, 0.0, 0.0, 0.0, 0.0, 0.0, 0.0, 0.0, 0.0, 0.0, 0.0, 0.0, 0.0, 0.0, 0.0, 0.0, 0.0, 0.0, 0.0, 0.0, 0.0, 0.0, 0.0, 0.0, 0.0, 0.0, 0.0, 0.0, 0.0, 0.0, 0.0, 0.0, 0.0, 0.0, 0.0, 0.0, 0.0, 0.0, 0.0, 0.0, 0.0, 0.0, 0.0, 0.0, 0.0, 0.0, 0.0, 0.0, 0.0, 0.0, 0.0, 0.0, 0.0, 0.0, 0.0, 0.0, 0.0, 0.0, 0.0, 0.0, 0.0, 0.0, 0.0, 0.0, 0.0, 0.0, 0.0, 0.0, 0.0, 0.0, 0.0, 0.0, 0.0, 0.0, 0.0, 0.0, 0.0, 0.0, 0.0, 0.0, 0.0, 0.0, 0.0, 0.0, 0.0, 0.0, 0.0, 0.0, 0.0, 0.0, 0.0, 0.0, 0.0, 0.0, 0.0, 0.0, 0.0, 0.0, 0.0, 0.0, 0.0, 0.0, 0.0, 0.0, 0.0, 0.0, 0.0, 0.0, 0.0, 0.0, 0.0, 0.0, 0.0, 0.0, 0.0, 0.0, 0.0, 0.0, 0.0, 0.0, 0.0, 0.0, 0.0, 0.0, 0.0, 0.0, 0.0, 0.0, 0.0, 0.0, 0.0, 0.0, 0.0, 0.0, 0.0, 0.0, 0.0, 0.0, 0.0, 0.0, 0.0, 0.0, 0.0, 0.0, 0.0, 0.0, 0.0, 0.0, 0.0, 0.0, 0.0, 0.0, 0.0, 0.0, 0.0, 0.0, 0.0, 0.0, 0.0, 0.0, 0.0, 0.0, 0.0, 0.0, 0.0, 0.0, 0.0, 0.0, 0.0, 0.0, 0.0, 0.0, 0.0, 0.0, 0.0, 0.0, 0.0, 0.0, 0.0, 0.0, 0.0, 0.0, 0.0, 0.0, 0.0, 0.0, 0.0, 0.0, 0.0, 0.0, 0.0, 0.0, 0.0, 0.0, 0.0, 0.0, 0.0, 0.0, 0.0, 0.0, 0.0, 0.0, 0.0, 0.0, 0.0, 0.0, 0.0, 0.0, 0.0, 0.0, 0.0, 0.0, 0.0, 0.0, 0.0, 0.0, 0.0, 0.0, 0.0, 0.0, 0.0, 0.0, 0.0, 0.0, 0.0, 0.0, 0.0, 0.0, 0.0, 0.0, 0.0, 0.0, 0.0, 0.0, 0.0, 0.0, 0.0, 0.0, 0.0, 0.0, 0.0, 0.0, 0.0, 0.0, 0.0, 0.0, 0.0, 0.0, 0.0, 0.0, 0.0, 0.0, 0.0, 0.0, 0.0, 0.0, 0.0, 0.0, 0.0, 0.0, 0.0, 0.0, 0.0, 0.0, 0.0, 0.0, 0.0, 0.0, 0.0, 0.0, 0.0, 0.0, 0.0, 0.0, 0.0, 0.0, 0.0, 0.0, 0.0, 0.0, 0.0, 0.0, 0.0, 0.0, 0.0, 0.0, 0.0, 0.0, 0.0, 0.0, 0.0, 0.0, 0.0, 0.0, 0.0, 0.0, 0.0, 0.0, 0.0, 0.0, 0.0, 0.0, 0.0, 0.0, 0.0, 0.0, 0.0, 0.0, 0.0, 0.0, 0.0, 0.0, 0.0, 0.0, 0.0, 0.0, 0.0, 0.0, 0.0, 0.0, 0.0, 0.0, 0.0, 0.0, 0.0, 0.0, 0.0, 0.0, 0.0, 0.0, 0.0, 0.0, 0.0, 0.0, 0.0, 0.0, 0.0, 0.0, 0.0, 0.0, 0.0, 0.0, 0.0, 0.0, 0.0, 0.0, 0.0, 0.0, 0.0, 0.0, 0.0, 0.0, 0.0, 0.0, 0.0, 0.0, 0.0, 0.0, 0.0, 0.0, 0.0, 0.0, 0.0, 0.0, 0.0, 0.0, 0.0, 0.0, 0.0, 0.0, 0.0, 0.0, 0.0, 0.0, 0.0, 0.0, 0.0, 0.0, 0.0, 0.0, 0.0, 0.0, 0.0, 0.0, 0.0, 0.0, 0.0, 0.0, 0.0, 0.0, 0.0, 0.0, 0.0, 0.0, 0.0, 0.0, 0.0, 0.0, 0.0, 0.0, 0.0, 0.0, 0.0, 0.0, 0.0, 0.0, 0.0, 0.0, 0.0, 0.0, 0.0, 0.0, 0.0, 0.0, 0.0, 0.0, 0.0, 0.0, 0.0, 0.0, 0.0, 0.0, 0.0, 0.0, 0.0, 0.0, 0.0, 0.0, 0.0, 0.0, 0.0, 0.0, 0.0, 0.0, 0.0, 0.0, 0.0, 0.0, 0.0, 0.0, 0.0, 0.0, 0.0, 0.0, 0.0, 0.0, 0.0, 0.0, 0.0, 0.0, 0.0, 0.0, 0.0, 0.0, 0.0, 0.0, 0.0, 0.0, 0.0, 0.0, 0.0, 0.0, 0.0, 0.0, 0.0, 0.0, 0.0, 0.0, 0.0, 0.0, 0.0, 0.0, 0.0, 0.0, 0.0, 0.0, 0.0, 0.0, 0.0, 0.0, 0.0, 0.0, 0.0, 0.0, 0.0, 0.0, 0.0, 0.0, 0.0, 0.0, 0.0, 0.0, 0.0, 0.0, 0.0, 0.0, 0.0, 0.0, 0.0, 0.0, 0.0, 0.0, 0.0, 0.0, 0.0, 0.0, 0.0, 0.0, 0.0, 0.0, 0.0, 0.0, 0.0, 0.0, 0.0, 0.0, 0.0, 0.0, 0.0, 0.0, 0.0, 0.0, 0.0, 0.0, 0.0, 0.0, 0.0, 0.0, 0.0, 0.0, 0.0, 0.0, 0.0, 0.0, 0.0, 0.0, 0.0, 0.0, 0.0, 0.0, 0.0, 0.0, 0.0, 0.0, 0.0, 0.0, 0.0, 0.0, 0.0, 0.0, 0.0, 0.0, 0.0, 0.0, 0.0, 0.0, 0.0, 0.0, 0.0, 0.0, 0.0, 0.0, 0.0, 0.0, 0.0, 0.0, 0.0, 0.0, 0.0, 0.0, 0.0, 0.0, 0.0, 0.0, 0.0, 0.0, 0.0, 0.0, 0.0, 0.0, 0.0, 0.0, 0.0, 0.0, 0.0, 0.0, 0.0, 0.0, 0.0, 0.0, 0.0, 0.0, 0.0, 0.0, 0.0, 0.0, 0.0, 0.0, 0.0, 0.0, 0.0, 0.0, 0.0, 0.0, 0.0, 0.0, 0.0, 0.0, 0.0, 0.0, 0.0, 0.0, 0.0, 0.0, 0.0, 0.0, 0.0, 0.0, 0.0, 0.0, 0.0, 0.0, 0.0, 0.0, 0.0, 0.0, 0.0, 0.0, 0.0, 0.0, 0.0, 0.0, 0.0, 0.0, 0.0, 0.0, 0.0, 0.0, 0.0, 0.0, 0.0, 0.0, 0.0, 0.0, 0.0, 0.0, 0.0, 0.0, 0.0, 0.0, 0.0, 0.0, 0.0, 0.0, 0.0, 0.0, 0.0, 0.0, 0.0, 0.0, 0.0, 0.0, 0.0, 0.0, 0.0, 0.0, 0.0, 0.0, 0.0, 0.0, 0.0, 0.0, 0.0, 0.0, 0.0, 0.0, 0.0, 0.0, 0.0, 0.0, 0.0, 0.0, 0.0, 0.0, 0.0, 0.0, 0.0, 0.0, 0.0, 0.0, 0.0, 0.0, 0.0, 0.0, 0.0, 0.0, 0.0, 0.0, 0.0, 0.0, 0.0, 0.0, 0.0, 0.0, 0.0, 0.0, 0.0, 0.0, 0.0, 0.0, 0.0, 0.0, 0.0, 0.0, 0.0, 0.0, 0.0, 0.0, 0.0, 0.0, 0.0, 0.0, 0.0, 0.0, 0.0, 0.0, 0.0, 0.0, 0.0, 0.0, 0.0, 0.0, 0.0, 0.0, 0.0, 0.0, 0.0, 0.0, 0.0, 0.0, 0.0, 0.0, 0.0, 0.0, 0.0, 0.0, 0.0, 0.0, 0.0, 0.0, 0.0, 0.0, 0.0, 0.0, 0.0, 0.0, 0.0, 0.0, 0.0, 0.0, 0.0, 0.0, 0.0, 0.0, 0.0, 0.0, 0.0, 0.0, 0.0, 0.0, 0.0, 0.0, 0.0, 0.0, 0.0, 0.0, 0.0, 0.0, 0.0, 0.0, 0.0, 0.0, 0.0, 0.0, 0.0, 0.0, 0.0, 0.0, 0.0, 0.0, 0.0, 0.0, 0.0, 0.0, 0.0, 0.0, 0.0, 0.0, 0.0, 0.0, 0.0, 0.0, 0.0, 0.0, 0.0, 0.0, 0.0, 0.0, 0.0, 0.0, 0.0, 0.0, 0.0, 0.0, 0.0, 0.0, 0.0, 0.0, 0.0, 0.0, 0.0, 0.0, 0.0, 0.0, 0.0, 0.0, 0.0, 0.0, 0.0, 0.0, 0.0, 0.0, 0.0, 0.0, 0.0, 0.0, 0.0, 0.0, 0.0, 0.0, 0.0, 0.0, 0.0, 0.0, 0.0, 0.0, 0.0, 0.0, 0.0, 0.0, 0.0, 0.0, 0.0, 0.0, 0.0, 0.0, 0.0, 0.0, 0.0, 0.0, 0.0, 0.0, 0.0, 0.0, 0.0, 0.0, 0.0, 0.0, 0.0, 0.0, 0.0, 0.0, 0.0, 0.0, 0.0, 0.0, 0.0, 0.0, 0.0, 0.0, 0.0, 0.0, 0.0, 0.0, 0.0, 0.0, 0.0, 0.0, 0.0, 0.0, 0.0, 0.0, 0.0, 0.0, 0.0, 0.0, 0.0, 0.0, 0.0, 0.0, 0.0, 0.0, 0.0, 0.0, 0.0, 0.0, 0.0, 0.0, 0.0, 0.0, 0.0, 0.0, 0.0, 0.0, 0.0, 0.0, 0.0, 0.0, 0.0, 0.0, 0.0, 0.0, 0.0, 0.0, 0.0, 0.0, 0.0, 0.0, 0.0, 0.0, 0.0, 0.0, 0.0, 0.0, 0.0, 0.0, 0.0, 0.0, 0.0, 0.0, 0.0, 0.0, 0.0, 0.0, 0.0, 0.0, 0.0, 0.0, 0.0, 0.0, 0.0, 0.0, 0.0, 0.0, 0.0, 0.0, 0.0, 0.0, 0.0, 0.0, 0.0, 0.0, 0.0, 0.0, 0.0, 0.0, 0.0, 0.0, 0.0, 0.0, 0.0, 0.0, 0.0, 0.0, 0.0, 0.0, 0.0, 0.0, 0.0, 0.0, 0.0, 0.0, 0.0, 0.0, 0.0, 0.0, 0.0, 0.0, 0.0, 0.0, 0.0, 0.0, 0.0, 0.0, 0.0, 0.0, 0.0, 0.0, 0.0, 0.0, 0.0, 0.0, 0.0, 0.0, 0.0, 0.0, 0.0, 0.0, 0.0, 0.0, 0.0, 0.0, 0.0, 0.0, 0.0, 0.0, 0.0, 0.0, 0.0, 0.0, 0.0, 0.0, 0.0, 0.0, 0.0, 0.0, 0.0, 0.0, 0.0, 0.0, 0.0, 0.0, 0.0, 0.0, 0.0, 0.0, 0.0, 0.0, 0.0, 0.0, 0.0, 0.0, 0.0, 0.0, 0.0, 0.0, 0.0, 0.0, 0.0, 0.0, 0.0, 0.0, 0.0, 0.0, 0.0, 0.0, 0.0, 0.0, 0.0, 0.0, 0.0, 0.0, 0.0, 0.0, 0.0, 0.0, 0.0, 0.0, 0.0, 0.0, 0.0, 0.0, 0.0, 0.0, 0.0, 0.0, 0.0, 0.0, 0.0, 0.0, 0.0, 0.0, 0.0, 0.0, 0.0, 0.0, 0.0, 0.0, 0.0, 0.0, 0.0, 0.0, 0.0, 0.0, 0.0, 0.0, 0.0, 0.0, 0.0, 0.0, 0.0, 0.0, 0.0, 0.0, 0.0, 0.0, 0.0, 0.0, 0.0, 0.0, 0.0, 0.0, 0.0, 0.0, 0.0, 0.0, 0.0, 0.0, 0.0, 0.0, 0.0, 0.0, 0.0, 0.0, 0.0, 0.0, 0.0, 0.0, 0.0, 0.0, 0.0, 0.0, 0.0, 0.0, 0.0, 0.0, 0.0, 0.0, 0.0, 0.0, 0.0, 0.0, 0.0, 0.0, 0.0, 0.0, 0.0, 0.0, 0.0, 0.0, 0.0, 0.0, 0.0, 0.0, 0.0, 0.0, 0.0, 0.0, 0.0, 0.0, 0.0, 0.0, 0.0, 0.0, 0.0, 0.0, 0.0, 0.0, 0.0, 0.0, 0.0, 0.0, 0.0, 0.0, 0.0, 0.0, 0.0, 0.0, 0.0, 0.0, 0.0, 0.0, 0.0, 0.0, 0.0, 0.0, 0.0, 0.0, 0.0, 0.0, 0.0, 0.0, 0.0, 0.0, 0.0, 0.0, 0.0, 0.0, 0.0, 0.0, 0.0, 0.0, 0.0, 0.0, 0.0, 0.0, 0.0, 0.0, 0.0, 0.0, 0.0, 0.0, 0.0, 0.0, 0.0, 0.0, 0.0, 0.0, 0.0, 0.0, 0.0, 0.0, 0.0, 0.0, 0.0, 0.0, 0.0, 0.0, 0.0, 0.0, 0.0, 0.0, 0.0, 0.0, 0.0, 0.0, 0.0, 0.0, 0.0, 0.0, 0.0, 0.0, 0.0, 0.0, 0.0, 0.0, 0.0, 0.0, 0.0, 0.0, 0.0, 0.0, 0.0, 0.0, 0.0, 0.0, 0.0, 0.0, 0.0, 0.0, 0.0, 0.0, 0.0, 0.0, 0.0, 0.0, 0.0, 0.0, 0.0, 0.0, 0.0, 0.0, 0.0, 0.0, 0.0, 0.0, 0.0, 0.0, 0.0, 0.0, 0.0, 0.0, 0.0, 0.0, 0.0, 0.0, 0.0, 0.0, 0.0, 0.0, 0.0, 0.0, 0.0, 0.0, 0.0, 0.0, 0.0, 0.0, 0.0, 0.0, 0.0, 0.0, 0.0, 0.0, 0.0, 0.0, 0.0, 0.0, 0.0, 0.0, 0.0, 0.0, 0.0, 0.0, 0.0, 0.0, 0.0, 0.0, 0.0, 0.0, 0.0, 0.0, 0.0, 0.0, 0.0, 0.0, 0.0, 0.0, 0.0, 0.0, 0.0, 0.0, 0.0, 0.0, 0.0, 0.0, 0.0, 0.0, 0.0, 0.0, 0.0, 0.0, 0.0, 0.0, 0.0, 0.0, 0.0, 0.0, 0.0, 0.0, 0.0, 0.0, 0.0, 0.0, 0.0, 0.0, 0.0, 0.0, 0.0, 0.0, 0.0, 0.0, 0.0, 0.0, 0.0, 0.0, 0.0, 0.0, 0.0, 0.0, 0.0, 0.0, 0.0, 0.0, 0.0, 0.0, 0.0, 0.0, 0.0, 0.0, 0.0, 0.0, 0.0, 0.0, 0.0, 0.0, 0.0, 0.0, 0.0, 0.0, 0.0, 0.0, 0.0, 0.0, 0.0, 0.0, 0.0, 0.0, 0.0, 0.0, 0.0, 0.0, 0.0, 0.0, 0.0, 0.0, 0.0, 0.0, 0.0, 0.0, 0.0, 0.0, 0.0, 0.0, 0.0, 0.0, 0.0, 0.0, 0.0, 0.0, 0.0, 0.0, 0.0, 0.0, 0.0, 0.0, 0.0, 0.0, 0.0, 0.0, 0.0, 0.0, 0.0, 0.0, 0.0, 0.0, 0.0, 0.0, 0.0, 0.0, 0.0, 0.0, 0.0, 0.0, 0.0, 0.0, 0.0, 0.0, 0.0, 0.0, 0.0, 0.0, 0.0, 0.0, 0.0, 0.0, 0.0, 0.0, 0.0, 0.0, 0.0, 0.0, 0.0, 0.0, 0.0, 0.0, 0.0, 0.0, 0.0, 0.0, 0.0, 0.0, 0.0, 0.0, 0.0, 0.0, 0.0, 0.0, 0.0, 0.0, 0.0, 0.0, 0.0, 0.0, 0.0, 0.0, 0.0, 0.0, 0.0, 0.0, 0.0, 0.0, 0.0, 0.0, 0.0, 0.0, 0.0, 0.0, 0.0, 0.0, 0.0, 0.0, 0.0, 0.0, 0.0, 0.0, 0.0, 0.0, 0.0, 0.0, 0.0, 0.0, 0.0, 0.0, 0.0, 0.0, 0.0, 0.0, 0.0, 0.0, 0.0, 0.0, 0.0, 0.0, 0.0, 0.0, 0.0, 0.0, 0.0, 0.0, 0.0, 0.0, 0.0, 0.0, 0.0, 0.0, 0.0, 0.0, 0.0, 0.0, 0.0, 0.0, 0.0, 0.0, 0.0, 0.0, 0.0, 0.0, 0.0, 0.0, 0.0, 0.0, 0.0, 0.0, 0.0, 0.0, 0.0, 0.0, 0.0, 0.0, 0.0, 0.0, 0.0, 0.0, 0.0, 0.0, 0.0, 0.0, 0.0, 0.0, 0.0, 0.0, 0.0, 0.0, 0.0, 0.0, 0.0, 0.0, 0.0, 0.0, 0.0, 0.0, 0.0, 0.0, 0.0, 0.0, 0.0, 0.0, 0.0, 0.0, 0.0, 0.0, 0.0, 0.0, 0.0, 0.0, 0.0, 0.0, 0.0, 0.0, 0.0, 0.0, 0.0, 0.0, 0.0, 0.0, 0.0, 0.0, 0.0, 0.0, 0.0, 0.0, 0.0, 0.0, 0.0, 0.0, 0.0, 0.0, 0.0, 0.0, 0.0, 0.0, 0.0, 0.0, 0.0, 0.0, 0.0, 0.0, 0.0, 0.0, 0.0, 0.0, 0.0, 0.0, 0.0, 0.0, 0.0, 0.0, 0.0, 0.0, 0.0, 0.0, 0.0, 0.0, 0.0, 0.0, 0.0, 0.0, 0.0, 0.0, 0.0, 0.0, 0.0, 0.0, 0.0, 0.0, 0.0, 0.0, 0.0, 0.0, 0.0, 0.0, 0.0, 0.0, 0.0, 0.0, 0.0, 0.0, 0.0, 0.0, 0.0, 0.0, 0.0, 0.0, 0.0, 0.0, 0.0, 0.0, 0.0, 0.0, 0.0, 0.0, 0.0, 0.0, 0.0, 0.0, 0.0, 0.0, 0.0, 0.0, 0.0, 0.0, 0.0, 0.0, 0.0, 0.0, 0.0, 0.0, 0.0, 0.0, 0.0, 0.0, 0.0, 0.0, 0.0, 0.0, 0.0, 0.0, 0.0, 0.0, 0.0, 0.0, 0.0, 0.0, 0.0, 0.0, 0.0, 0.0, 0.0, 0.0, 0.0, 0.0, 0.0, 0.0, 0.0, 0.0, 0.0, 0.0, 0.0, 0.0, 0.0, 0.0, 0.0, 0.0, 0.0, 0.0, 0.0, 0.0, 0.0, 0.0, 0.0, 0.0, 0.0, 0.0, 0.0, 0.0, 0.0, 0.0, 0.0, 0.0, 0.0, 0.0, 0.0, 0.0, 0.0, 0.0, 0.0, 0.0, 0.0, 0.0, 0.0, 0.0, 0.0, 0.0, 0.0, 0.0, 0.0, 0.0, 0.0, 0.0, 0.0, 0.0, 0.0, 0.0, 0.0, 0.0, 0.0, 0.0, 0.0, 0.0, 0.0, 0.0, 0.0, 0.0, 0.0, 0.0, 0.0, 0.0, 0.0, 0.0, 0.0, 0.0, 0.0, 0.0, 0.0, 0.0, 0.0, 0.0, 0.0, 0.0, 0.0, 0.0, 0.0, 0.0, 0.0, 0.0, 0.0, 0.0, 0.0, 0.0, 0.0, 0.0, 0.0, 0.0, 0.0, 0.0, 0.0, 0.0, 0.0, 0.0, 0.0, 0.0, 0.0, 0.0, 0.0, 0.0, 0.0, 0.0, 0.0, 0.0, 0.0, 0.0, 0.0, 0.0, 0.0, 0.0, 0.0, 0.0, 0.0, 0.0, 0.0, 0.0, 0.0, 0.0, 0.0, 0.0, 0.0, 0.0, 0.0, 0.0, 0.0, 0.0, 0.0, 0.0, 0.0, 0.0, 0.0, 0.0, 0.0, 0.0, 0.0, 0.0, 0.0, 0.0, 0.0, 0.0, 0.0, 0.0, 0.0, 0.0, 0.0, 0.0, 0.0, 0.0, 0.0, 0.0, 0.0, 0.0, 0.0, 0.0, 0.0, 0.0, 0.0, 0.0, 0.0, 0.0, 0.0, 0.0, 0.0, 0.0, 0.0, 0.0, 0.0, 0.0, 0.0, 0.0, 0.0, 0.0, 0.0, 0.0, 0.0, 0.0, 0.0, 0.0, 0.0, 0.0, 0.0, 0.0, 0.0, 0.0, 0.0, 0.0, 0.0, 0.0, 0.0, 0.0, 0.0, 0.0, 0.0, 0.0, 0.0, 0.0, 0.0, 0.0, 0.0, 0.0, 0.0, 0.0, 0.0, 0.0, 0.0, 0.0, 0.0, 0.0, 0.0, 0.0, 0.0, 0.0, 0.0, 0.0, 0.0, 0.0, 0.0, 0.0, 0.0, 0.0, 0.0, 0.0, 0.0, 0.0, 0.0, 0.0, 0.0, 0.0, 0.0, 0.0, 0.0, 0.0, 0.0, 0.0, 0.0, 0.0, 0.0, 0.0, 0.0, 0.0, 0.0, 0.0, 0.0, 0.0, 0.0, 0.0, 0.0, 0.0, 0.0, 0.0, 0.0, 0.0, 0.0, 0.0, 0.0, 0.0, 0.0, 0.0, 0.0, 0.0, 0.0, 0.0, 0.0, 0.0, 0.0, 0.0, 0.0, 0.0, 0.0, 0.0, 0.0, 0.0, 0.0, 0.0, 0.0, 0.0, 0.0, 0.0, 0.0, 0.0, 0.0, 0.0, 0.0, 0.0, 0.0, 0.0, 0.0, 0.0, 0.0, 0.0, 0.0, 0.0, 0.0, 0.0, 0.0, 0.0, 0.0, 0.0, 0.0, 0.0, 0.0, 0.0, 0.0, 0.0, 0.0, 0.0, 0.0, 0.0, 0.0, 0.0, 0.0, 0.0, 0.0, 0.0, 0.0, 0.0, 0.0, 0.0, 0.0, 0.0, 0.0, 0.0, 0.0, 0.0, 0.0, 0.0, 0.0, 0.0, 0.0, 0.0, 0.0, 0.0, 0.0, 0.0, 0.0, 0.0, 0.0, 0.0, 0.0, 0.0, 0.0, 0.0, 0.0, 0.0, 0.0, 0.0, 0.0, 0.0, 0.0, 0.0, 0.0, 0.0, 0.0, 0.0, 0.0, 0.0, 0.0, 0.0, 0.0, 0.0, 0.0, 0.0, 0.0, 0.0, 0.0, 0.0, 0.0, 0.0, 0.0, 0.0, 0.0, 0.0, 0.0, 0.0, 0.0, 0.0, 0.0, 0.0, 0.0, 0.0, 0.0, 0.0, 0.0, 0.0, 0.0, 0.0, 0.0, 0.0, 0.0, 0.0, 0.0, 0.0, 0.0, 0.0, 0.0, 0.0, 0.0, 0.0, 0.0, 0.0, 0.0, 0.0, 0.0, 0.0, 0.0, 0.0, 0.0, 0.0, 0.0, 0.0, 0.0, 0.0, 0.0, 0.0, 0.0, 0.0, 0.0, 0.0, 0.0, 0.0, 0.0, 0.0, 0.0, 0.0, 0.0, 0.0, 0.0, 0.0, 0.0, 0.0, 0.0, 0.0, 0.0, 0.0, 0.0, 0.0, 0.0, 0.0, 0.0, 0.0, 0.0, 0.0, 0.0, 0.0, 0.0, 0.0, 0.0, 0.0, 0.0, 0.0, 0.0, 0.0, 0.0, 0.0, 0.0, 0.0, 0.0, 0.0, 0.0, 0.0, 0.0, 0.0, 0.0, 0.0, 0.0, 0.0, 0.0, 0.0, 0.0, 0.0, 0.0, 0.0, 0.0, 0.0, 0.0, 0.0, 0.0, 0.0, 0.0, 0.0, 0.0, 0.0, 0.0, 0.0, 0.0, 0.0, 0.0, 0.0, 0.0, 0.0, 0.0, 0.0, 0.0, 0.0, 0.0, 0.0, 0.0, 0.0, 0.0, 0.0, 0.0, 0.0, 0.0, 0.0, 0.0, 0.0, 0.0, 0.0, 0.0, 0.0, 0.0, 0.0, 0.0, 0.0, 0.0, 0.0, 0.0, 0.0, 0.0, 0.0, 0.0, 0.0, 0.0, 0.0, 0.0, 0.0, 0.0, 0.0, 0.0, 0.0, 0.0, 0.0, 0.0, 0.0, 0.0, 0.0, 0.0, 0.0, 0.0, 0.0, 0.0, 0.0, 0.0, 0.0, 0.0, 0.0, 0.0, 0.0, 0.0, 0.0, 0.0, 0.0, 0.0, 0.0, 0.0, 0.0, 0.0, 0.0, 0.0, 0.0, 0.0, 0.0, 0.0, 0.0, 0.0, 0.0, 0.0, 0.0, 0.0, 0.0, 0.0, 0.0, 0.0, 0.0, 0.0, 0.0, 0.0, 0.0, 0.0, 0.0, 0.0, 0.0, 0.0, 0.0, 0.0, 0.0, 0.0, 0.0, 0.0, 0.0, 0.0, 0.0, 0.0, 0.0, 0.0, 0.0, 0.0, 0.0, 0.0, 0.0, 0.0, 0.0, 0.0, 0.0, 0.0, 0.0, 0.0, 0.0, 0.0, 0.0, 0.0, 0.0, 0.0, 0.0, 0.0, 0.0, 0.0, 0.0, 0.0, 0.0, 0.0, 0.0, 0.0, 0.0, 0.0, 0.0, 0.0, 0.0, 0.0, 0.0, 0.0, 0.0, 0.0, 0.0, 0.0, 0.0, 0.0, 0.0, 0.0, 0.0, 0.0, 0.0, 0.0, 0.0, 0.0, 0.0, 0.0, 0.0, 0.0, 0.0, 0.0, 0.0, 0.0, 0.0, 0.0, 0.0, 0.0, 0.0, 0.0, 0.0, 0.0, 0.0, 0.0, 0.0, 0.0, 0.0, 0.0, 0.0, 0.0, 0.0, 0.0, 0.0, 0.0, 0.0, 0.0, 0.0, 0.0, 0.0, 0.0, 0.0, 0.0, 0.0, 0.0, 0.0, 0.0, 0.0, 0.0, 0.0, 0.0, 0.0, 0.0, 0.0, 0.0, 0.0, 0.0, 0.0, 0.0, 0.0, 0.0, 0.0, 0.0, 0.0, 0.0, 0.0, 0.0, 0.0, 0.0, 0.0, 0.0, 0.0, 0.0, 0.0, 0.0, 0.0, 0.0, 0.0, 0.0, 0.0, 0.0, 0.0, 0.0, 0.0, 0.0, 0.0, 0.0, 0.0, 0.0, 0.0, 0.0, 0.0, 0.0, 0.0, 0.0, 0.0, 0.0, 0.0, 0.0, 0.0, 0.0, 0.0, 0.0, 0.0, 0.0, 0.0, 0.0, 0.0, 0.0, 0.0, 0.0, 0.0, 0.0, 0.0, 0.0, 0.0, 0.0, 0.0, 0.0, 0.0, 0.0, 0.0, 0.0, 0.0, 0.0, 0.0, 0.0, 0.0, 0.0, 0.0, 0.0, 0.0, 0.0, 0.0, 0.0, 0.0, 0.0, 0.0, 0.0, 0.0, 0.0, 0.0, 0.0, 0.0, 0.0, 0.0, 0.0, 0.0, 0.0, 0.0, 0.0, 0.0, 0.0, 0.0, 0.0, 0.0, 0.0, 0.0, 0.0, 0.0, 0.0, 0.0, 0.0, 0.0, 0.0, 0.0, 0.0, 0.0, 0.0, 0.0, 0.0, 0.0, 0.0, 0.0, 0.0, 0.0, 0.0, 0.0, 0.0, 0.0, 0.0, 0.0, 0.0, 0.0, 0.0, 0.0, 0.0, 0.0, 0.0, 0.0, 0.0, 0.0, 0.0, 0.0, 0.0, 0.0, 0.0, 0.0, 0.0, 0.0, 0.0, 0.0, 0.0, 0.0, 0.0, 0.0, 0.0, 0.0, 0.0, 0.0, 0.0, 0.0, 0.0, 0.0, 0.0, 0.0, 0.0, 0.0, 0.0, 0.0, 0.0, 0.0, 0.0, 0.0, 0.0, 0.0, 0.0, 0.0, 0.0, 0.0, 0.0, 0.0, 0.0, 0.0, 0.0, 0.0, 0.0, 0.0, 0.0, 0.0, 0.0, 0.0, 0.0, 0.0, 0.0, 0.0, 0.0, 0.0, 0.0, 0.0, 0.0, 0.0, 0.0, 0.0, 0.0, 0.0, 0.0, 0.0, 0.0, 0.0, 0.0, 0.0, 0.0, 0.0, 0.0, 0.0, 0.0, 0.0, 0.0, 0.0, 0.0, 0.0, 0.0, 0.0, 0.0, 0.0, 0.0, 0.0, 0.0, 0.0, 0.0, 0.0, 0.0, 0.0, 0.0, 0.0, 0.0, 0.0, 0.0, 0.0, 0.0, 0.0, 0.0, 0.0, 0.0, 0.0, 0.0, 0.0, 0.0, 0.0, 0.0, 0.0, 0.0, 0.0, 0.0, 0.0, 0.0, 0.0, 0.0, 0.0, 0.0, 0.0, 0.0, 0.0, 0.0, 0.0, 0.0, 0.0, 0.0, 0.0, 0.0, 0.0, 0.0, 0.0, 0.0, 0.0, 0.0, 0.0, 0.0, 0.0, 0.0, 0.0, 0.0, 0.0, 0.0, 0.0, 0.0, 0.0, 0.0, 0.0, 0.0, 0.0, 0.0, 0.0, 0.0, 0.0, 0.0, 0.0, 0.0, 0.0, 0.0, 0.0, 0.0, 0.0, 0.0, 0.0, 0.0, 0.0, 0.0, 0.0, 0.0, 0.0, 0.0, 0.0, 0.0, 0.0, 0.0, 0.0, 0.0, 0.0, 0.0, 0.0, 0.0, 0.0, 0.0, 0.0, 0.0, 0.0, 0.0, 0.0, 0.0, 0.0, 0.0, 0.0, 0.0, 0.0, 0.0, 0.0, 0.0, 0.0, 0.0, 0.0, 0.0, 0.0, 0.0, 0.0, 0.0, 0.0, 0.0, 0.0, 0.0, 0.0, 0.0, 0.0, 0.0, 0.0, 0.0, 0.0, 0.0, 0.0, 0.0, 0.0, 0.0, 0.0, 0.0, 0.0, 0.0, 0.0, 0.0, 0.0, 0.0, 0.0, 0.0, 0.0, 0.0, 0.0, 0.0, 0.0, 0.0, 0.0, 0.0, 0.0, 0.0, 0.0, 0.0, 0.0, 0.0, 0.0, 0.0, 0.0, 0.0, 0.0, 0.0, 0.0, 0.0, 0.0, 0.0, 0.0, 0.0, 0.0, 0.0, 0.0, 0.0, 0.0, 0.0, 0.0, 0.0, 0.0, 0.0, 0.0, 0.0, 0.0, 0.0, 0.0, 0.0, 0.0, 0.0, 0.0, 0.0, 0.0, 0.0, 0.0, 0.0, 0.0, 0.0, 0.0, 0.0, 0.0, 0.0, 0.0, 0.0, 0.0, 0.0, 0.0, 0.0, 0.0, 0.0, 0.0, 0.0, 0.0, 0.0, 0.0, 0.0, 0.0, 0.0, 0.0, 0.0, 0.0, 0.0, 0.0, 0.0, 0.0, 0.0, 0.0, 0.0, 0.0, 0.0, 0.0, 0.0, 0.0, 0.0, 0.0, 0.0, 0.0, 0.0, 0.0, 0.0, 0.0, 0.0, 0.0, 0.0, 0.0, 0.0, 0.0, 0.0, 0.0, 0.0, 0.0, 0.0, 0.0, 0.0, 0.0, 0.0, 0.0, 0.0, 0.0, 0.0, 0.0, 0.0, 0.0, 0.0, 0.0, 0.0, 0.0, 0.0, 0.0, 0.0, 0.0, 0.0, 0.0, 0.0, 0.0, 0.0, 0.0, 0.0, 0.0, 0.0, 0.0, 0.0, 0.0, 0.0, 0.0, 0.0, 0.0, 0.0, 0.0, 0.0, 0.0, 0.0, 0.0, 0.0, 0.0, 0.0, 0.0, 0.0, 0.0, 0.0, 0.0, 0.0, 0.0, 0.0, 0.0, 0.0, 0.0, 0.0, 0.0, 0.0, 0.0, 0.0, 0.0, 0.0, 0.0, 0.0, 0.0, 0.0, 0.0, 0.0, 0.0, 0.0, 0.0, 0.0, 0.0, 0.0, 0.0, 0.0, 0.0, 0.0, 0.0, 0.0, 0.0, 0.0, 0.0, 0.0, 0.0, 0.0, 0.0, 0.0, 0.0, 0.0, 0.0, 0.0, 0.0, 0.0, 0.0, 0.0, 0.0, 0.0, 0.0, 0.0, 0.0, 0.0, 0.0, 0.0, 0.0, 0.0, 0.0, 0.0, 0.0, 0.0, 0.0, 0.0, 0.0, 0.0, 0.0, 0.0, 0.0, 0.0, 0.0, 0.0, 0.0, 0.0, 0.0, 0.0, 0.0, 0.0, 0.0, 0.0, 0.0, 0.0, 0.0, 0.0, 0.0, 0.0, 0.0, 0.0, 0.0, 0.0, 0.0, 0.0, 0.0, 0.0, 0.0, 0.0, 0.0, 0.0, 0.0, 0.0, 0.0, 0.0, 0.0, 0.0, 0.0, 0.0, 0.0, 0.0, 0.0, 0.0, 0.0, 0.0, 0.0, 0.0, 0.0, 0.0, 0.0, 0.0, 0.0, 0.0, 0.0, 0.0, 0.0, 0.0, 0.0, 0.0, 0.0, 0.0, 0.0, 0.0, 0.0, 0.0, 0.0, 0.0, 0.0, 0.0, 0.0, 0.0, 0.0, 0.0, 0.0, 0.0, 0.0, 0.0, 0.0, 0.0, 0.0, 0.0, 0.0, 0.0, 0.0, 0.0, 0.0, 0.0, 0.0, 0.0, 0.0, 0.0, 0.0, 0.0, 0.0, 0.0, 0.0, 0.0, 0.0, 0.0, 0.0, 0.0, 0.0, 0.0, 0.0, 0.0, 0.0, 0.0, 0.0, 0.0, 0.0, 0.0, 0.0, 0.0, 0.0, 0.0, 0.0, 0.0, 0.0, 0.0, 0.0, 0.0, 0.0, 0.0, 0.0, 0.0, 0.0, 0.0, 0.0, 0.0, 0.0, 0.0, 0.0, 0.0, 0.0, 0.0, 0.0, 0.0, 0.0, 0.0, 0.0, 0.0, 0.0, 0.0, 0.0, 0.0, 0.0, 0.0, 0.0, 0.0, 0.0, 0.0, 0.0, 0.0, 0.0, 0.0, 0.0, 0.0, 0.0, 0.0, 0.0, 0.0, 0.0, 0.0, 0.0, 0.0, 0.0, 0.0, 0.0, 0.0, 0.0, 0.0, 0.0, 0.0, 0.0, 0.0, 0.0, 0.0, 0.0, 0.0, 0.0, 0.0, 0.0, 0.0, 0.0, 0.0, 0.0, 0.0, 0.0, 0.0, 0.0, 0.0, 0.0, 0.0, 0.0, 0.0, 0.0, 0.0, 0.0, 0.0, 0.0, 0.0, 0.0, 0.0, 0.0, 0.0, 0.0, 0.0, 0.0, 0.0, 0.0, 0.0, 0.0, 0.0, 0.0, 0.0, 0.0, 0.0, 0.0, 0.0, 0.0, 0.0, 0.0, 0.0, 0.0, 0.0, 0.0, 0.0, 0.0, 0.0, 0.0, 0.0, 0.0, 0.0, 0.0, 0.0, 0.0, 0.0, 0.0, 0.0, 0.0, 0.0, 0.0, 0.0, 0.0, 0.0, 0.0, 0.0, 0.0, 0.0, 0.0, 0.0, 0.0, 0.0, 0.0, 0.0, 0.0, 0.0, 0.0, 0.0, 0.0, 0.0, 0.0, 0.0, 0.0, 0.0, 0.0, 0.0, 0.0, 0.0, 0.0, 0.0, 0.0, 0.0, 0.0, 0.0, 0.0, 0.0, 0.0, 0.0, 0.0, 0.0, 0.0, 0.0, 0.0, 0.0, 0.0, 0.0, 0.0, 0.0, 0.0, 0.0, 0.0, 0.0, 0.0, 0.0, 0.0, 0.0, 0.0, 0.0, 0.0, 0.0, 0.0, 0.0, 0.0, 0.0, 0.0, 0.0, 0.0, 0.0, 0.0, 0.0, 0.0, 0.0, 0.0, 0.0, 0.0, 0.0, 0.0, 0.0, 0.0, 0.0, 0.0, 0.0, 0.0, 0.0, 0.0, 0.0, 0.0, 0.0, 0.0, 0.0, 0.0, 0.0, 0.0, 0.0, 0.0, 0.0, 0.0, 0.0, 0.0, 0.0, 0.0, 0.0, 0.0, 0.0, 0.0, 0.0, 0.0, 0.0, 0.0, 0.0, 0.0, 0.0, 0.0, 0.0, 0.0, 0.0, 0.0, 0.0, 0.0, 0.0, 0.0, 0.0, 0.0, 0.0, 0.0, 0.0, 0.0, 0.0, 0.0, 0.0, 0.0, 0.0, 0.0, 0.0, 0.0, 0.0, 0.0, 0.0, 0.0, 0.0, 0.0, 0.0, 0.0, 0.0, 0.0, 0.0, 0.0, 0.0, 0.0, 0.0, 0.0, 0.0, 0.0, 0.0, 0.0, 0.0, 0.0, 0.0, 0.0, 0.0, 0.0, 0.0, 0.0, 0.0, 0.0, 0.0, 0.0, 0.0, 0.0, 0.0, 0.0, 0.0, 0.0, 0.0, 0.0, 0.0, 0.0, 0.0, 0.0, 0.0, 0.0, 0.0, 0.0, 0.0, 0.0, 0.0, 0.0, 0.0, 0.0, 0.0, 0.0, 0.0, 0.0, 0.0, 0.0, 0.0, 0.0, 0.0, 0.0, 0.0, 0.0, 0.0, 0.0, 0.0, 0.0, 0.0, 0.0, 0.0, 0.0, 0.0, 0.0, 0.0, 0.0, 0.0, 0.0, 0.0, 0.0, 0.0, 0.0, 0.0, 0.0, 0.0, 0.0, 0.0, 0.0, 0.0, 0.0, 0.0, 0.0, 0.0, 0.0, 0.0, 0.0, 0.0, 0.0, 0.0, 0.0, 0.0, 0.0, 0.0, 0.0, 0.0, 0.0, 0.0, 0.0, 0.0, 0.0, 0.0, 0.0, 0.0, 0.0, 0.0, 0.0, 0.0, 0.0, 0.0, 0.0, 0.0, 0.0, 0.0, 0.0, 0.0, 0.0, 0.0, 0.0, 0.0, 0.0, 0.0, 0.0, 0.0, 0.0, 0.0, 0.0, 0.0, 0.0, 0.0, 0.0, 0.0, 0.0, 0.0, 0.0, 0.0, 0.0, 0.0, 0.0, 0.0, 0.0, 0.0, 0.0, 0.0, 0.0, 0.0, 0.0, 0.0, 0.0, 0.0, 0.0, 0.0, 0.0, 0.0, 0.0, 0.0, 0.0, 0.0, 0.0, 0.0, 0.0, 0.0, 0.0, 0.0, 0.0, 0.0, 0.0, 0.0, 0.0, 0.0, 0.0, 0.0, 0.0, 0.0, 0.0, 0.0, 0.0, 0.0, 0.0, 0.0, 0.0, 0.0, 0.0, 0.0, 0.0, 0.0, 0.0, 0.0, 0.0, 0.0, 0.0, 0.0, 0.0, 0.0, 0.0, 0.0, 0.0, 0.0, 0.0, 0.0, 0.0, 0.0, 0.0, 0.0, 0.0, 0.0, 0.0, 0.0, 0.0, 0.0, 0.0, 0.0, 0.0, 0.0, 0.0, 0.0, 0.0, 0.0, 0.0, 0.0, 0.0, 0.0, 0.0, 0.0, 0.0, 0.0, 0.0, 0.0, 0.0, 0.0, 0.0, 0.0, 0.0, 0.0, 0.0, 0.0, 0.0, 0.0, 0.0, 0.0, 0.0, 0.0, 0.0, 0.0, 0.0, 0.0, 0.0, 0.0, 0.0, 0.0, 0.0, 0.0, 0.0, 0.0, 0.0, 0.0, 0.0, 0.0, 0.0, 0.0, 0.0, 0.0, 0.0, 0.0, 0.0, 0.0, 0.0, 0.0, 0.0, 0.0, 0.0, 0.0, 0.0, 0.0, 0.0, 0.0, 0.0, 0.0, 0.0, 0.0, 0.0, 0.0, 0.0, 0.0, 0.0, 0.0, 0.0, 0.0, 0.0, 0.0, 0.0, 0.0, 0.0, 0.0, 0.0, 0.0, 0.0, 0.0, 0.0, 0.0, 0.0, 0.0, 0.0, 0.0, 0.0, 0.0, 0.0, 0.0, 0.0, 0.0, 0.0, 0.0, 0.0, 0.0, 0.0, 0.0, 0.0, 0.0, 0.0, 0.0, 0.0, 0.0, 0.0, 0.0, 0.0, 0.0, 0.0, 0.0, 0.0, 0.0, 0.0, 0.0, 0.0, 0.0, 0.0, 0.0, 0.0, 0.0, 0.0, 0.0, 0.0, 0.0, 0.0, 0.0, 0.0, 0.0, 0.0, 0.0, 0.0, 0.0, 0.0, 0.0, 0.0, 0.0, 0.0, 0.0, 0.0, 0.0, 0.0, 0.0, 0.0, 0.0, 0.0, 0.0, 0.0, 0.0, 0.0, 0.0, 0.0, 0.0, 0.0, 0.0, 0.0, 0.0, 0.0, 0.0, 0.0, 0.0, 0.0, 0.0, 0.0, 0.0, 0.0, 0.0, 0.0, 0.0, 0.0, 0.0, 0.0, 0.0, 0.0, 0.0, 0.0, 0.0, 0.0, 0.0, 0.0, 0.0, 0.0, 0.0, 0.0, 0.0, 0.0, 0.0, 0.0, 0.0, 0.0, 0.0, 0.0, 0.0, 0.0, 0.0, 0.0, 0.0, 0.0, 0.0, 0.0, 0.0, 0.0, 0.0, 0.0, 0.0, 0.0, 0.0, 0.0, 0.0, 0.0, 0.0, 0.0, 0.0, 0.0, 0.0, 0.0, 0.0, 0.0, 0.0, 0.0, 0.0, 0.0, 0.0, 0.0, 0.0, 0.0, 0.0, 0.0, 0.0, 0.0, 0.0, 0.0, 0.0, 0.0, 0.0, 0.0, 0.0, 0.0, 0.0, 0.0, 0.0, 0.0, 0.0, 0.0, 0.0, 0.0, 0.0, 0.0, 0.0, 0.0, 0.0, 0.0, 0.0, 0.0, 0.0, 0.0, 0.0, 0.0, 0.0, 0.0, 0.0, 0.0, 0.0, 0.0, 0.0, 0.0, 0.0, 0.0, 0.0, 0.0, 0.0, 0.0, 0.0, 0.0, 0.0, 0.0, 0.0, 0.0, 0.0, 0.0, 0.0, 0.0, 0.0, 0.0, 0.0, 0.0, 0.0, 0.0, 0.0, 0.0, 0.0, 0.0, 0.0, 0.0, 0.0, 0.0, 0.0, 0.0, 0.0, 0.0, 0.0, 0.0, 0.0, 0.0, 0.0, 0.0, 0.0, 0.0, 0.0, 0.0, 0.0, 0.0, 0.0, 0.0, 0.0, 0.0, 0.0, 0.0, 0.0, 0.0, 0.0, 0.0, 0.0, 0.0, 0.0, 0.0, 0.0, 0.0, 0.0, 0.0, 0.0, 0.0, 0.0, 0.0, 0.0, 0.0, 0.0, 0.0, 0.0, 0.0, 0.0, 0.0, 0.0, 0.0, 0.0, 0.0, 0.0, 0.0, 0.0, 0.0, 0.0, 0.0, 0.0, 0.0, 0.0, 0.0, 0.0, 0.0, 0.0, 0.0, 0.0, 0.0, 0.0, 0.0, 0.0, 0.0, 0.0, 0.0, 0.0, 0.0, 0.0, 0.0, 0.0, 0.0, 0.0, 0.0, 0.0, 0.0, 0.0, 0.0, 0.0, 0.0, 0.0, 0.0, 0.0, 0.0, 0.0, 0.0, 0.0, 0.0, 0.0, 0.0, 0.0, 0.0, 0.0, 0.0, 0.0, 0.0, 0.0, 0.0, 0.0, 0.0, 0.0, 0.0, 0.0, 0.0, 0.0, 0.0, 0.0, 0.0, 0.0, 0.0, 0.0, 0.0, 0.0, 0.0, 0.0, 0.0, 0.0, 0.0, 0.0, 0.0, 0.0, 0.0, 0.0, 0.0, 0.0, 0.0, 0.0, 0.0, 0.0, 0.0, 0.0, 0.0, 0.0, 0.0, 0.0, 0.0, 0.0, 0.0, 0.0, 0.0, 0.0, 0.0, 0.0, 0.0, 0.0, 0.0, 0.0, 0.0, 0.0, 0.0, 0.0, 0.0, 0.0, 0.0, 0.0, 0.0, 0.0, 0.0, 0.0, 0.0, 0.0, 0.0, 0.0, 0.0, 0.0, 0.0, 0.0, 0.0, 0.0, 0.0, 0.0, 0.0, 0.0, 0.0, 0.0, 0.0, 0.0, 0.0, 0.0, 0.0, 0.0, 0.0, 0.0, 0.0, 0.0, 0.0, 0.0, 0.0, 0.0, 0.0, 0.0, 0.0, 0.0, 0.0, 0.0, 0.0, 0.0, 0.0, 0.0, 0.0, 0.0, 0.0, 0.0, 0.0, 0.0, 0.0, 0.0, 0.0, 0.0, 0.0, 0.0, 0.0, 0.0, 0.0, 0.0, 0.0, 0.0, 0.0, 0.0, 0.0, 0.0, 0.0, 0.0, 0.0, 0.0, 0.0, 0.0, 0.0, 0.0, 0.0, 0.0, 0.0, 0.0, 0.0, 0.0, 0.0, 0.0, 0.0, 0.0, 0.0, 0.0, 0.0, 0.0, 0.0, 0.0, 0.0, 0.0, 0.0, 0.0, 0.0, 0.0, 0.0, 0.0, 0.0, 0.0, 0.0, 0.0, 0.0, 0.0, 0.0, 0.0, 0.0, 0.0, 0.0, 0.0, 0.0, 0.0, 0.0, 0.0, 0.0, 0.0, 0.0, 0.0, 0.0, 0.0, 0.0, 0.0, 0.0, 0.0, 0.0, 0.0, 0.0, 0.0, 0.0, 0.0, 0.0, 0.0, 0.0, 0.0, 0.0, 0.0, 0.0, 0.0, 0.0, 0.0, 0.0, 0.0, 0.0, 0.0, 0.0, 0.0, 0.0, 0.0, 0.0, 0.0, 0.0, 0.0, 0.0, 0.0, 0.0, 0.0, 0.0, 0.0, 0.0, 0.0, 0.0, 0.0, 0.0, 0.0, 0.0, 0.0, 0.0, 0.0, 0.0, 0.0, 0.0, 0.0, 0.0, 0.0, 0.0, 0.0, 0.0, 0.0, 0.0, 0.0, 0.0, 0.0, 0.0, 0.0, 0.0, 0.0, 0.0, 0.0, 0.0, 0.0, 0.0, 0.0, 0.0, 0.0, 0.0, 0.0, 0.0, 0.0, 0.0, 0.0, 0.0, 0.0, 0.0, 0.0, 0.0, 0.0, 0.0, 0.0, 0.0, 0.0, 0.0, 0.0, 0.0, 0.0, 0.0, 0.0, 0.0, 0.0, 0.0, 0.0, 0.0, 0.0, 0.0, 0.0, 0.0, 0.0, 0.0, 0.0, 0.0, 0.0, 0.0, 0.0, 0.0, 0.0, 0.0, 0.0, 0.0, 0.0, 0.0, 0.0, 0.0, 0.0, 0.0, 0.0, 0.0, 0.0, 0.0, 0.0, 0.0, 0.0, 0.0, 0.0, 0.0, 0.0, 0.0, 0.0, 0.0, 0.0, 0.0, 0.0, 0.0, 0.0, 0.0, 0.0, 0.0, 0.0, 0.0, 0.0, 0.0, 0.0, 0.0, 0.0, 0.0, 0.0, 0.0, 0.0, 0.0, 0.0, 0.0, 0.0, 0.0, 0.0, 0.0, 0.0, 0.0, 0.0, 0.0, 0.0, 0.0, 0.0, 0.0, 0.0, 0.0, 0.0, 0.0, 0.0, 0.0, 0.0, 0.0, 0.0, 0.0, 0.0, 0.0, 0.0, 0.0, 0.0, 0.0, 0.0, 0.0, 0.0, 0.0, 0.0, 0.0, 0.0, 0.0, 0.0, 0.0, 0.0, 0.0, 0.0, 0.0, 0.0, 0.0, 0.0, 0.0, 0.0, 0.0, 0.0, 0.0, 0.0, 0.0, 0.0, 0.0, 0.0, 0.0, 0.0, 0.0, 0.0, 0.0, 0.0, 0.0, 0.0, 0.0, 0.0, 0.0, 0.0, 0.0, 0.0, 0.0, 0.0, 0.0, 0.0, 0.0, 0.0, 0.0, 0.0, 0.0, 0.0, 0.0, 0.0, 0.0, 0.0, 0.0, 0.0, 0.0, 0.0, 0.0, 0.0, 0.0, 0.0, 0.0, 0.0, 0.0, 0.0, 0.0, 0.0, 0.0, 0.0, 0.0, 0.0, 0.0, 0.0, 0.0, 0.0, 0.0, 0.0, 0.0, 0.0, 0.0, 0.0, 0.0, 0.0, 0.0, 0.0, 0.0, 0.0, 0.0, 0.0, 0.0, 0.0, 0.0, 0.0, 0.0, 0.0, 0.0, 0.0, 0.0, 0.0, 0.0, 0.0, 0.0, 0.0, 0.0, 0.0, 0.0, 0.0, 0.0, 0.0, 0.0, 0.0, 0.0, 0.0, 0.0, 0.0, 0.0, 0.0, 0.0, 0.0, 0.0, 0.0, 0.0, 0.0, 0.0, 0.0, 0.0, 0.0, 0.0, 0.0, 0.0, 0.0, 0.0, 0.0, 0.0, 0.0, 0.0, 0.0, 0.0, 0.0, 0.0, 0.0, 0.0, 0.0, 0.0, 0.0, 0.0, 0.0, 0.0, 0.0, 0.0, 0.0, 0.0, 0.0, 0.0, 0.0, 0.0, 0.0, 0.0, 0.0, 0.0, 0.0, 0.0, 0.0, 0.0, 0.0, 0.0, 0.0, 0.0, 0.0, 0.0, 0.0, 0.0, 0.0, 0.0, 0.0, 0.0, 0.0, 0.0, 0.0, 0.0, 0.0, 0.0, 0.0, 0.0, 0.0, 0.0, 0.0, 0.0, 0.0, 0.0, 0.0, 0.0, 0.0, 0.0, 0.0, 0.0, 0.0, 0.0, 0.0, 0.0, 0.0, 0.0, 0.0, 0.0, 0.0, 0.0, 0.0, 0.0, 0.0, 0.0, 0.0, 0.0, 0.0, 0.0, 0.0, 0.0, 0.0, 0.0, 0.0, 0.0, 0.0, 0.0, 0.0, 0.0, 0.0, 0.0, 0.0, 0.0, 0.0, 0.0, 0.0, 0.0, 0.0, 0.0, 0.0, 0.0, 0.0, 0.0, 0.0, 0.0, 0.0, 0.0, 0.0, 0.0, 0.0, 0.0, 0.0, 0.0, 0.0, 0.0, 0.0, 0.0, 0.0, 0.0, 0.0, 0.0, 0.0, 0.0, 0.0, 0.0, 0.0, 0.0, 0.0, 0.0, 0.0, 0.0, 0.0, 0.0, 0.0, 0.0, 0.0, 0.0, 0.0, 0.0, 0.0, 0.0, 0.0, 0.0, 0.0, 0.0, 0.0, 0.0, 0.0, 0.0, 0.0, 0.0, 0.0, 0.0, 0.0, 0.0, 0.0, 0.0, 0.0, 0.0, 0.0, 0.0, 0.0, 0.0, 0.0, 0.0, 0.0, 0.0, 0.0, 0.0, 0.0, 0.0, 0.0, 0.0, 0.0, 0.0, 0.0, 0.0, 0.0, 0.0, 0.0, 0.0, 0.0, 0.0, 0.0, 0.0, 0.0, 0.0, 0.0, 0.0, 0.0, 0.0, 0.0, 0.0, 0.0, 0.0, 0.0, 0.0, 0.0, 0.0, 0.0, 0.0, 0.0, 0.0, 0.0, 0.0, 0.0, 0.0, 0.0, 0.0, 0.0, 0.0, 0.0, 0.0, 0.0, 0.0, 0.0, 0.0, 0.0, 0.0, 0.0, 0.0, 0.0, 0.0, 0.0, 0.0, 0.0, 0.0, 0.0, 0.0, 0.0, 0.0, 0.0, 0.0, 0.0, 0.0, 0.0, 0.0, 0.0, 0.0, 0.0, 0.0, 0.0, 0.0, 0.0, 0.0, 0.0, 0.0, 0.0, 0.0, 0.0, 0.0, 0.0, 0.0, 0.0, 0.0, 0.0, 0.0, 0.0, 0.0, 0.0, 0.0, 0.0, 0.0, 0.0, 0.0, 0.0, 0.0, 0.0, 0.0, 0.0, 0.0, 0.0, 0.0, 0.0, 0.0, 0.0, 0.0, 0.0, 0.0, 0.0, 0.0, 0.0, 0.0, 0.0, 0.0, 0.0, 0.0, 0.0, 0.0, 0.0, 0.0, 0.0, 0.0, 0.0, 0.0, 0.0, 0.0, 0.0, 0.0, 0.0, 0.0, 0.0, 0.0, 0.0, 0.0, 0.0, 0.0, 0.0, 0.0, 0.0, 0.0, 0.0, 0.0, 0.0, 0.0, 0.0, 0.0, 0.0, 0.0, 0.0, 0.0, 0.0, 0.0, 0.0, 0.0, 0.0, 0.0, 0.0, 0.0, 0.0, 0.0, 0.0, 0.0, 0.0, 0.0, 0.0, 0.0, 0.0, 0.0, 0.0, 0.0, 0.0, 0.0, 0.0, 0.0, 0.0, 0.0, 0.0, 0.0, 0.0, 0.0, 0.0, 0.0, 0.0, 0.0, 0.0, 0.0, 0.0, 0.0, 0.0, 0.0, 0.0, 0.0, 0.0, 0.0, 0.0, 0.0, 0.0, 0.0, 0.0, 0.0, 0.0, 0.0, 0.0, 0.0, 0.0, 0.0, 0.0, 0.0, 0.0, 0.0, 0.0, 0.0, 0.0, 0.0, 0.0, 0.0, 0.0, 0.0, 0.0, 0.0, 0.0, 0.0, 0.0, 0.0, 0.0, 0.0, 0.0, 0.0, 0.0, 0.0, 0.0, 0.0, 0.0, 0.0, 0.0, 0.0, 0.0, 0.0, 0.0, 0.0, 0.0, 0.0, 0.0, 0.0, 0.0, 0.0, 0.0, 0.0, 0.0, 0.0, 0.0, 0.0, 0.0, 0.0, 0.0, 0.0, 0.0, 0.0, 0.0, 0.0, 0.0, 0.0, 0.0, 0.0, 0.0, 0.0, 0.0, 0.0, 0.0, 0.0, 0.0, 0.0, 0.0, 0.0, 0.0, 0.0, 0.0, 0.0, 0.0, 0.0, 0.0, 0.0, 0.0, 0.0, 0.0, 0.0, 0.0, 0.0, 0.0, 0.0, 0.0, 0.0, 0.0, 0.0, 0.0, 0.0, 0.0, 0.0, 0.0, 0.0, 0.0, 0.0, 0.0, 0.0, 0.0, 0.0, 0.0, 0.0, 0.0, 0.0, 0.0, 0.0, 0.0, 0.0, 0.0, 0.0, 0.0, 0.0, 0.0, 0.0, 0.0, 0.0, 0.0, 0.0, 0.0, 0.0, 0.0, 0.0, 0.0, 0.0, 0.0, 0.0, 0.0, 0.0, 0.0, 0.0, 0.0, 0.0, 0.0, 0.0, 0.0, 0.0, 0.0, 0.0, 0.0, 0.0, 0.0, 0.0, 0.0, 0.0, 0.0, 0.0, 0.0, 0.0, 0.0, 0.0, 0.0, 0.0, 0.0, 0.0, 0.0, 0.0, 0.0, 0.0, 0.0, 0.0, 0.0, 0.0, 0.0, 0.0, 0.0, 0.0, 0.0, 0.0, 0.0, 0.0, 0.0, 0.0, 0.0, 0.0, 0.0, 0.0, 0.0, 0.0, 0.0, 0.0, 0.0, 0.0, 0.0, 0.0, 0.0, 0.0, 0.0, 0.0, 0.0, 0.0, 0.0, 0.0, 0.0, 0.0, 0.0, 0.0, 0.0, 0.0, 0.0, 0.0, 0.0, 0.0, 0.0, 0.0, 0.0, 0.0, 0.0, 0.0, 0.0, 0.0, 0.0, 0.0, 0.0, 0.0, 0.0, 0.0, 0.0, 0.0, 0.0, 0.0, 0.0, 0.0, 0.0, 0.0, 0.0, 0.0, 0.0, 0.0, 0.0, 0.0, 0.0, 0.0, 0.0, 0.0, 0.0, 0.0, 0.0, 0.0, 0.0, 0.0, 0.0, 0.0, 0.0, 0.0, 0.0, 0.0, 0.0, 0.0, 0.0, 0.0, 0.0, 0.0, 0.0, 0.0, 0.0, 0.0, 0.0, 0.0, 0.0, 0.0, 0.0, 0.0, 0.0, 0.0, 0.0, 0.0, 0.0, 0.0, 0.0, 0.0, 0.0, 0.0, 0.0, 0.0, 0.0, 0.0, 0.0, 0.0, 0.0, 0.0, 0.0, 0.0, 0.0, 0.0, 0.0, 0.0, 0.0, 0.0, 0.0, 0.0, 0.0, 0.0, 0.0, 0.0, 0.0, 0.0, 0.0, 0.0, 0.0, 0.0, 0.0, 0.0, 0.0, 0.0, 0.0, 0.0, 0.0, 0.0, 0.0, 0.0, 0.0, 0.0, 0.0, 0.0, 0.0, 0.0, 0.0, 0.0, 0.0, 0.0, 0.0, 0.0, 0.0, 0.0, 0.0, 0.0, 0.0, 0.0, 0.0, 0.0, 0.0, 0.0, 0.0, 0.0, 0.0, 0.0, 0.0, 0.0, 0.0, 0.0, 0.0, 0.0, 0.0, 0.0, 0.0, 0.0, 0.0, 0.0, 0.0, 0.0, 0.0, 0.0, 0.0, 0.0, 0.0, 0.0, 0.0, 0.0, 0.0, 0.0, 0.0, 0.0, 0.0, 0.0, 0.0, 0.0, 0.0, 0.0, 0.0, 0.0, 0.0, 0.0, 0.0, 0.0, 0.0, 0.0, 0.0, 0.0, 0.0, 0.0, 0.0, 0.0, 0.0, 0.0, 0.0, 0.0, 0.0, 0.0, 0.0, 0.0, 0.0, 0.0, 0.0, 0.0, 0.0, 0.0, 0.0, 0.0, 0.0, 0.0, 0.0, 0.0, 0.0, 0.0, 0.0, 0.0, 0.0, 0.0, 0.0, 0.0, 0.0, 0.0, 0.0, 0.0, 0.0, 0.0, 0.0, 0.0, 0.0, 0.0, 0.0, 0.0, 0.0, 0.0, 0.0, 0.0, 0.0, 0.0, 0.0, 0.0, 0.0, 0.0, 0.0, 0.0, 0.0, 0.0, 0.0, 0.0, 0.0, 0.0, 0.0, 0.0, 0.0, 0.0, 0.0, 0.0, 0.0, 0.0, 0.0, 0.0, 0.0, 0.0, 0.0, 0.0, 0.0, 0.0, 0.0, 0.0, 0.0, 0.0, 0.0, 0.0, 0.0, 0.0, 0.0, 0.0, 0.0, 0.0, 0.0, 0.0, 0.0, 0.0, 0.0, 0.0, 0.0, 0.0, 0.0, 0.0, 0.0, 0.0, 0.0, 0.0, 0.0, 0.0, 0.0, 0.0, 0.0, 0.0, 0.0, 0.0, 0.0, 0.0, 0.0, 0.0, 0.0, 0.0, 0.0, 0.0, 0.0, 0.0, 0.0, 0.0, 0.0, 0.0, 0.0, 0.0, 0.0, 0.0, 0.0, 0.0, 0.0, 0.0, 0.0, 0.0, 0.0, 0.0, 0.0, 0.0, 0.0, 0.0, 0.0, 0.0, 0.0, 0.0, 0.0, 0.0, 0.0, 0.0, 0.0, 0.0, 0.0, 0.0, 0.0, 0.0, 0.0, 0.0, 0.0, 0.0, 0.0, 0.0, 0.0, 0.0, 0.0, 0.0, 0.0, 0.0, 0.0, 0.0, 0.0, 0.0, 0.0, 0.0, 0.0, 0.0, 0.0, 0.0, 0.0, 0.0, 0.0, 0.0, 0.0, 0.0, 0.0, 0.0, 0.0, 0.0, 0.0, 0.0, 0.0, 0.0, 0.0, 0.0, 0.0, 0.0, 0.0, 0.0, 0.0, 0.0, 0.0, 0.0, 0.0, 0.0, 0.0, 0.0, 0.0, 0.0, 0.0, 0.0, 0.0, 0.0, 0.0, 0.0, 0.0, 0.0, 0.0, 0.0, 0.0, 0.0, 0.0, 0.0, 0.0, 0.0, 0.0, 0.0, 0.0, 0.0, 0.0, 0.0, 0.0, 0.0, 0.0, 0.0, 0.0, 0.0, 0.0, 0.0, 0.0, 0.0, 0.0, 0.0, 0.0, 0.0, 0.0, 0.0, 0.0, 0.0, 0.0, 0.0, 0.0, 0.0, 0.0, 0.0, 0.0, 0.0, 0.0, 0.0, 0.0, 0.0, 0.0, 0.0, 0.0, 0.0, 0.0, 0.0, 0.0, 0.0, 0.0, 0.0, 0.0, 0.0, 0.0, 0.0, 0.0, 0.0, 0.0, 0.0, 0.0, 0.0, 0.0, 0.0, 0.0, 0.0, 0.0, 0.0, 0.0, 0.0, 0.0, 0.0, 0.0, 0.0, 0.0, 0.0, 0.0, 0.0, 0.0, 0.0, 0.0, 0.0, 0.0, 0.0, 0.0, 0.0, 0.0, 0.0, 0.0, 0.0, 0.0, 0.0, 0.0, 0.0, 0.0, 0.0, 0.0, 0.0, 0.0, 0.0, 0.0, 0.0, 0.0, 0.0, 0.0, 0.0, 0.0, 0.0, 0.0, 0.0, 0.0, 0.0, 0.0, 0.0, 0.0, 0.0, 0.0, 0.0, 0.0, 0.0, 0.0, 0.0, 0.0, 0.0, 0.0, 0.0, 0.0, 0.0, 0.0, 0.0, 0.0, 0.0, 0.0, 0.0, 0.0, 0.0, 0.0, 0.0, 0.0, 0.0, 0.0, 0.0, 0.0, 0.0, 0.0, 0.0, 0.0, 0.0, 0.0, 0.0, 0.0, 0.0, 0.0, 0.0, 0.0, 0.0, 0.0, 0.0, 0.0, 0.0, 0.0, 0.0, 0.0, 0.0, 0.0, 0.0, 0.0, 0.0, 0.0, 0.0, 0.0, 0.0, 0.0, 0.0, 0.0, 0.0, 0.0, 0.0, 0.0, 0.0, 0.0, 0.0, 0.0, 0.0, 0.0, 0.0, 0.0, 0.0, 0.0, 0.0, 0.0, 0.0, 0.0, 0.0, 0.0, 0.0, 0.0, 0.0, 0.0, 0.0, 0.0, 0.0, 0.0, 0.0, 0.0, 0.0, 0.0, 0.0, 0.0, 0.0, 0.0, 0.0, 0.0, 0.0, 0.0, 0.0, 0.0, 0.0, 0.0, 0.0, 0.0, 0.0, 0.0, 0.0, 0.0, 0.0, 0.0, 0.0, 0.0, 0.0, 0.0, 0.0, 0.0, 0.0, 0.0, 0.0, 0.0, 0.0, 0.0, 0.0, 0.0, 0.0, 0.0, 0.0, 0.0, 0.0, 0.0, 0.0, 0.0, 0.0, 0.0, 0.0, 0.0, 0.0, 0.0, 0.0, 0.0, 0.0, 0.0, 0.0, 0.0, 0.0, 0.0, 0.0, 0.0, 0.0, 0.0, 0.0, 0.0, 0.0, 0.0, 0.0, 0.0, 0.0, 0.0, 0.0, 0.0, 0.0, 0.0, 0.0, 0.0, 0.0, 0.0, 0.0, 0.0, 0.0, 0.0, 0.0, 0.0, 0.0, 0.0, 0.0, 0.0, 0.0, 0.0, 0.0, 0.0, 0.0, 0.0, 0.0, 0.0, 0.0, 0.0, 0.0, 0.0, 0.0, 0.0, 0.0, 0.0, 0.0, 0.0, 0.0, 0.0, 0.0, 0.0, 0.0, 0.0, 0.0, 0.0, 0.0, 0.0, 0.0, 0.0, 0.0, 0.0, 0.0, 0.0, 0.0, 0.0, 0.0, 0.0, 0.0, 0.0, 0.0, 0.0, 0.0, 0.0, 0.0, 0.0, 0.0, 0.0, 0.0, 0.0, 0.0, 0.0, 0.0, 0.0, 0.0, 0.0, 0.0, 0.0, 0.0, 0.0, 0.0, 0.0, 0.0, 0.0, 0.0, 0.0, 0.0, 0.0, 0.0, 0.0, 0.0, 0.0, 0.0, 0.0, 0.0, 0.0, 0.0, 0.0, 0.0, 0.0, 0.0, 0.0, 0.0, 0.0, 0.0, 0.0, 0.0, 0.0, 0.0, 0.0, 0.0, 0.0, 0.0, 0.0, 0
| ur_ts_sell_rate | (0.0, 0.0, 0.0, 0.0, 0.0, 0.0, 0.0, 0.0, 0.0, 0.0, 0.0, 0.0, 0.0, 0.0, 0.0, 0.0, 0.0, 0.0, 0.0, 0.0, 0.0, 0.0, 0.0, 0.0, 0.0, 0.0, 0.0, 0.0, 0.0, 0.0, 0.0, 0.0, 0.0, 0.0, 0.0, 0.0, 0.0, 0.0, 0.0, 0.0, 0.0, 0.0, 0.0, 0.0, 0.0, 0.0, 0.0, 0.0, 0.0, 0.0, 0.0, 0.0, 0.0, 0.0, 0.0, 0.0, 0.0, 0.0, 0.0, 0.0, 0.0, 0.0, 0.0, 0.0, 0.0, 0.0, 0.0, 0.0, 0.0, 0.0, 0.0, 0.0, 0.0, 0.0, 0.0, 0.0, 0.0, 0.0, 0.0, 0.0, 0.0, 0.0, 0.0, 0.0, 0.0, 0.0, 0.0, 0.0, 0.0, 0.0, 0.0, 0.0, 0.0, 0.0, 0.0, 0.0, 0.0, 0.0, 0.0, 0.0, 0.0, 0.0, 0.0, 0.0, 0.0, 0.0, 0.0, 0.0, 0.0, 0.0, 0.0, 0.0, 0.0, 0.0, 0.0, 0.0, 0.0, 0.0, 0.0, 0.0, 0.0, 0.0, 0.0, 0.0, 0.0, 0.0, 0.0, 0.0, 0.0, 0.0, 0.0, 0.0, 0.0, 0.0, 0.0, 0.0, 0.0, 0.0, 0.0, 0.0, 0.0, 0.0, 0.0, 0.0, 0.0, 0.0, 0.0, 0.0, 0.0, 0.0, 0.0, 0.0, 0.0, 0.0, 0.0, 0.0, 0.0, 0.0, 0.0, 0.0, 0.0, 0.0, 0.0, 0.0, 0.0, 0.0, 0.0, 0.0, 0.0, 0.0, 0.0, 0.0, 0.0, 0.0, 0.0, 0.0, 0.0, 0.0, 0.0, 0.0, 0.0, 0.0, 0.0, 0.0, 0.0, 0.0, 0.0, 0.0, 0.0, 0.0, 0.0, 0.0, 0.0, 0.0, 0.0, 0.0, 0.0, 0.0, 0.0, 0.0, 0.0, 0.0, 0.0, 0.0, 0.0, 0.0, 0.0, 0.0, 0.0, 0.0, 0.0, 0.0, 0.0, 0.0, 0.0, 0.0, 0.0, 0.0, 0.0, 0.0, 0.0, 0.0, 0.0, 0.0, 0.0, 0.0, 0.0, 0.0, 0.0, 0.0, 0.0, 0.0, 0.0, 0.0, 0.0, 0.0, 0.0, 0.0, 0.0, 0.0, 0.0, 0.0, 0.0, 0.0, 0.0, 0.0, 0.0, 0.0, 0.0, 0.0, 0.0, 0.0, 0.0, 0.0, 0.0, 0.0, 0.0, 0.0, 0.0, 0.0, 0.0, 0.0, 0.0, 0.0, 0.0, 0.0, 0.0, 0.0, 0.0, 0.0, 0.0, 0.0, 0.0, 0.0, 0.0, 0.0, 0.0, 0.0, 0.0, 0.0, 0.0, 0.0, 0.0, 0.0, 0.0, 0.0, 0.0, 0.0, 0.0, 0.0, 0.0, 0.0, 0.0, 0.0, 0.0, 0.0, 0.0, 0.0, 0.0, 0.0, 0.0, 0.0, 0.0, 0.0, 0.0, 0.0, 0.0, 0.0, 0.0, 0.0, 0.0, 0.0, 0.0, 0.0, 0.0, 0.0, 0.0, 0.0, 0.0, 0.0, 0.0, 0.0, 0.0, 0.0, 0.0, 0.0, 0.0, 0.0, 0.0, 0.0, 0.0, 0.0, 0.0, 0.0, 0.0, 0.0, 0.0, 0.0, 0.0, 0.0, 0.0, 0.0, 0.0, 0.0, 0.0, 0.0, 0.0, 0.0, 0.0, 0.0, 0.0, 0.0, 0.0, 0.0, 0.0, 0.0, 0.0, 0.0, 0.0, 0.0, 0.0, 0.0, 0.0, 0.0, 0.0, 0.0, 0.0, 0.0, 0.0, 0.0, 0.0, 0.0, 0.0, 0.0, 0.0, 0.0, 0.0, 0.0, 0.0, 0.0, 0.0, 0.0, 0.0, 0.0, 0.0, 0.0, 0.0, 0.0, 0.0, 0.0, 0.0, 0.0, 0.0, 0.0, 0.0, 0.0, 0.0, 0.0, 0.0, 0.0, 0.0, 0.0, 0.0, 0.0, 0.0, 0.0, 0.0, 0.0, 0.0, 0.0, 0.0, 0.0, 0.0, 0.0, 0.0, 0.0, 0.0, 0.0, 0.0, 0.0, 0.0, 0.0, 0.0, 0.0, 0.0, 0.0, 0.0, 0.0, 0.0, 0.0, 0.0, 0.0, 0.0, 0.0, 0.0, 0.0, 0.0, 0.0, 0.0, 0.0, 0.0, 0.0, 0.0, 0.0, 0.0, 0.0, 0.0, 0.0, 0.0, 0.0, 0.0, 0.0, 0.0, 0.0, 0.0, 0.0, 0.0, 0.0, 0.0, 0.0, 0.0, 0.0, 0.0, 0.0, 0.0, 0.0, 0.0, 0.0, 0.0, 0.0, 0.0, 0.0, 0.0, 0.0, 0.0, 0.0, 0.0, 0.0, 0.0, 0.0, 0.0, 0.0, 0.0, 0.0, 0.0, 0.0, 0.0, 0.0, 0.0, 0.0, 0.0, 0.0, 0.0, 0.0, 0.0, 0.0, 0.0, 0.0, 0.0, 0.0, 0.0, 0.0, 0.0, 0.0, 0.0, 0.0, 0.0, 0.0, 0.0, 0.0, 0.0, 0.0, 0.0, 0.0, 0.0, 0.0, 0.0, 0.0, 0.0, 0.0, 0.0, 0.0, 0.0, 0.0, 0.0, 0.0, 0.0, 0.0, 0.0, 0.0, 0.0, 0.0, 0.0, 0.0, 0.0, 0.0, 0.0, 0.0, 0.0, 0.0, 0.0, 0.0, 0.0, 0.0, 0.0, 0.0, 0.0, 0.0, 0.0, 0.0, 0.0, 0.0, 0.0, 0.0, 0.0, 0.0, 0.0, 0.0, 0.0, 0.0, 0.0, 0.0, 0.0, 0.0, 0.0, 0.0, 0.0, 0.0, 0.0, 0.0, 0.0, 0.0, 0.0, 0.0, 0.0, 0.0, 0.0, 0.0, 0.0, 0.0, 0.0, 0.0, 0.0, 0.0, 0.0, 0.0, 0.0, 0.0, 0.0, 0.0, 0.0, 0.0, 0.0, 0.0, 0.0, 0.0, 0.0, 0.0, 0.0, 0.0, 0.0, 0.0, 0.0, 0.0, 0.0, 0.0, 0.0, 0.0, 0.0, 0.0, 0.0, 0.0, 0.0, 0.0, 0.0, 0.0, 0.0, 0.0, 0.0, 0.0, 0.0, 0.0, 0.0, 0.0, 0.0, 0.0, 0.0, 0.0, 0.0, 0.0, 0.0, 0.0, 0.0, 0.0, 0.0, 0.0, 0.0, 0.0, 0.0, 0.0, 0.0, 0.0, 0.0, 0.0, 0.0, 0.0, 0.0, 0.0, 0.0, 0.0, 0.0, 0.0, 0.0, 0.0, 0.0, 0.0, 0.0, 0.0, 0.0, 0.0, 0.0, 0.0, 0.0, 0.0, 0.0, 0.0, 0.0, 0.0, 0.0, 0.0, 0.0, 0.0, 0.0, 0.0, 0.0, 0.0, 0.0, 0.0, 0.0, 0.0, 0.0, 0.0, 0.0, 0.0, 0.0, 0.0, 0.0, 0.0, 0.0, 0.0, 0.0, 0.0, 0.0, 0.0, 0.0, 0.0, 0.0, 0.0, 0.0, 0.0, 0.0, 0.0, 0.0, 0.0, 0.0, 0.0, 0.0, 0.0, 0.0, 0.0, 0.0, 0.0, 0.0, 0.0, 0.0, 0.0, 0.0, 0.0, 0.0, 0.0, 0.0, 0.0, 0.0, 0.0, 0.0, 0.0, 0.0, 0.0, 0.0, 0.0, 0.0, 0.0, 0.0, 0.0, 0.0, 0.0, 0.0, 0.0, 0.0, 0.0, 0.0, 0.0, 0.0, 0.0, 0.0, 0.0, 0.0, 0.0, 0.0, 0.0, 0.0, 0.0, 0.0, 0.0, 0.0, 0.0, 0.0, 0.0, 0.0, 0.0, 0.0, 0.0, 0.0, 0.0, 0.0, 0.0, 0.0, 0.0, 0.0, 0.0, 0.0, 0.0, 0.0, 0.0, 0.0, 0.0, 0.0, 0.0, 0.0, 0.0, 0.0, 0.0, 0.0, 0.0, 0.0, 0.0, 0.0, 0.0, 0.0, 0.0, 0.0, 0.0, 0.0, 0.0, 0.0, 0.0, 0.0, 0.0, 0.0, 0.0, 0.0, 0.0, 0.0, 0.0, 0.0, 0.0, 0.0, 0.0, 0.0, 0.0, 0.0, 0.0, 0.0, 0.0, 0.0, 0.0, 0.0, 0.0, 0.0, 0.0, 0.0, 0.0, 0.0, 0.0, 0.0, 0.0, 0.0, 0.0, 0.0, 0.0, 0.0, 0.0, 0.0, 0.0, 0.0, 0.0, 0.0, 0.0, 0.0, 0.0, 0.0, 0.0, 0.0, 0.0, 0.0, 0.0, 0.0, 0.0, 0.0, 0.0, 0.0, 0.0, 0.0, 0.0, 0.0, 0.0, 0.0, 0.0, 0.0, 0.0, 0.0, 0.0, 0.0, 0.0, 0.0, 0.0, 0.0, 0.0, 0.0, 0.0, 0.0, 0.0, 0.0, 0.0, 0.0, 0.0, 0.0, 0.0, 0.0, 0.0, 0.0, 0.0, 0.0, 0.0, 0.0, 0.0, 0.0, 0.0, 0.0, 0.0, 0.0, 0.0, 0.0, 0.0, 0.0, 0.0, 0.0, 0.0, 0.0, 0.0, 0.0, 0.0, 0.0, 0.0, 0.0, 0.0, 0.0, 0.0, 0.0, 0.0, 0.0, 0.0, 0.0, 0.0, 0.0, 0.0, 0.0, 0.0, 0.0, 0.0, 0.0, 0.0, 0.0, 0.0, 0.0, 0.0, 0.0, 0.0, 0.0, 0.0, 0.0, 0.0, 0.0, 0.0, 0.0, 0.0, 0.0, 0.0, 0.0, 0.0, 0.0, 0.0, 0.0, 0.0, 0.0, 0.0, 0.0, 0.0, 0.0, 0.0, 0.0, 0.0, 0.0, 0.0, 0.0, 0.0, 0.0, 0.0, 0.0, 0.0, 0.0, 0.0, 0.0, 0.0, 0.0, 0.0, 0.0, 0.0, 0.0, 0.0, 0.0, 0.0, 0.0, 0.0, 0.0, 0.0, 0.0, 0.0, 0.0, 0.0, 0.0, 0.0, 0.0, 0.0, 0.0, 0.0, 0.0, 0.0, 0.0, 0.0, 0.0, 0.0, 0.0, 0.0, 0.0, 0.0, 0.0, 0.0, 0.0, 0.0, 0.0, 0.0, 0.0, 0.0, 0.0, 0.0, 0.0, 0.0, 0.0, 0.0, 0.0, 0.0, 0.0, 0.0, 0.0, 0.0, 0.0, 0.0, 0.0, 0.0, 0.0, 0.0, 0.0, 0.0, 0.0, 0.0, 0.0, 0.0, 0.0, 0.0, 0.0, 0.0, 0.0, 0.0, 0.0, 0.0, 0.0, 0.0, 0.0, 0.0, 0.0, 0.0, 0.0, 0.0, 0.0, 0.0, 0.0, 0.0, 0.0, 0.0, 0.0, 0.0, 0.0, 0.0, 0.0, 0.0, 0.0, 0.0, 0.0, 0.0, 0.0, 0.0, 0.0, 0.0, 0.0, 0.0, 0.0, 0.0, 0.0, 0.0, 0.0, 0.0, 0.0, 0.0, 0.0, 0.0, 0.0, 0.0, 0.0, 0.0, 0.0, 0.0, 0.0, 0.0, 0.0, 0.0, 0.0, 0.0, 0.0, 0.0, 0.0, 0.0, 0.0, 0.0, 0.0, 0.0, 0.0, 0.0, 0.0, 0.0, 0.0, 0.0, 0.0, 0.0, 0.0, 0.0, 0.0, 0.0, 0.0, 0.0, 0.0, 0.0, 0.0, 0.0, 0.0, 0.0, 0.0, 0.0, 0.0, 0.0, 0.0, 0.0, 0.0, 0.0, 0.0, 0.0, 0.0, 0.0, 0.0, 0.0, 0.0, 0.0, 0.0, 0.0, 0.0, 0.0, 0.0, 0.0, 0.0, 0.0, 0.0, 0.0, 0.0, 0.0, 0.0, 0.0, 0.0, 0.0, 0.0, 0.0, 0.0, 0.0, 0.0, 0.0, 0.0, 0.0, 0.0, 0.0, 0.0, 0.0, 0.0, 0.0, 0.0, 0.0, 0.0, 0.0, 0.0, 0.0, 0.0, 0.0, 0.0, 0.0, 0.0, 0.0, 0.0, 0.0, 0.0, 0.0, 0.0, 0.0, 0.0, 0.0, 0.0, 0.0, 0.0, 0.0, 0.0, 0.0, 0.0, 0.0, 0.0, 0.0, 0.0, 0.0, 0.0, 0.0, 0.0, 0.0, 0.0, 0.0, 0.0, 0.0, 0.0, 0.0, 0.0, 0.0, 0.0, 0.0, 0.0, 0.0, 0.0, 0.0, 0.0, 0.0, 0.0, 0.0, 0.0, 0.0, 0.0, 0.0, 0.0, 0.0, 0.0, 0.0, 0.0, 0.0, 0.0, 0.0, 0.0, 0.0, 0.0, 0.0, 0.0, 0.0, 0.0, 0.0, 0.0, 0.0, 0.0, 0.0, 0.0, 0.0, 0.0, 0.0, 0.0, 0.0, 0.0, 0.0, 0.0, 0.0, 0.0, 0.0, 0.0, 0.0, 0.0, 0.0, 0.0, 0.0, 0.0, 0.0, 0.0, 0.0, 0.0, 0.0, 0.0, 0.0, 0.0, 0.0, 0.0, 0.0, 0.0, 0.0, 0.0, 0.0, 0.0, 0.0, 0.0, 0.0, 0.0, 0.0, 0.0, 0.0, 0.0, 0.0, 0.0, 0.0, 0.0, 0.0, 0.0, 0.0, 0.0, 0.0, 0.0, 0.0, 0.0, 0.0, 0.0, 0.0, 0.0, 0.0, 0.0, 0.0, 0.0, 0.0, 0.0, 0.0, 0.0, 0.0, 0.0, 0.0, 0.0, 0.0, 0.0, 0.0, 0.0, 0.0, 0.0, 0.0, 0.0, 0.0, 0.0, 0.0, 0.0, 0.0, 0.0, 0.0, 0.0, 0.0, 0.0, 0.0, 0.0, 0.0, 0.0, 0.0, 0.0, 0.0, 0.0, 0.0, 0.0, 0.0, 0.0, 0.0, 0.0, 0.0, 0.0, 0.0, 0.0, 0.0, 0.0, 0.0, 0.0, 0.0, 0.0, 0.0, 0.0, 0.0, 0.0, 0.0, 0.0, 0.0, 0.0, 0.0, 0.0, 0.0, 0.0, 0.0, 0.0, 0.0, 0.0, 0.0, 0.0, 0.0, 0.0, 0.0, 0.0, 0.0, 0.0, 0.0, 0.0, 0.0, 0.0, 0.0, 0.0, 0.0, 0.0, 0.0, 0.0, 0.0, 0.0, 0.0, 0.0, 0.0, 0.0, 0.0, 0.0, 0.0, 0.0, 0.0, 0.0, 0.0, 0.0, 0.0, 0.0, 0.0, 0.0, 0.0, 0.0, 0.0, 0.0, 0.0, 0.0, 0.0, 0.0, 0.0, 0.0, 0.0, 0.0, 0.0, 0.0, 0.0, 0.0, 0.0, 0.0, 0.0, 0.0, 0.0, 0.0, 0.0, 0.0, 0.0, 0.0, 0.0, 0.0, 0.0, 0.0, 0.0, 0.0, 0.0, 0.0, 0.0, 0.0, 0.0, 0.0, 0.0, 0.0, 0.0, 0.0, 0.0, 0.0, 0.0, 0.0, 0.0, 0.0, 0.0, 0.0, 0.0, 0.0, 0.0, 0.0, 0.0, 0.0, 0.0, 0.0, 0.0, 0.0, 0.0, 0.0, 0.0, 0.0, 0.0, 0.0, 0.0, 0.0, 0.0, 0.0, 0.0, 0.0, 0.0, 0.0, 0.0, 0.0, 0.0, 0.0, 0.0, 0.0, 0.0, 0.0, 0.0, 0.0, 0.0, 0.0, 0.0, 0.0, 0.0, 0.0, 0.0, 0.0, 0.0, 0.0, 0.0, 0.0, 0.0, 0.0, 0.0, 0.0, 0.0, 0.0, 0.0, 0.0, 0.0, 0.0, 0.0, 0.0, 0.0, 0.0, 0.0, 0.0, 0.0, 0.0, 0.0, 0.0, 0.0, 0.0, 0.0, 0.0, 0.0, 0.0, 0.0, 0.0, 0.0, 0.0, 0.0, 0.0, 0.0, 0.0, 0.0, 0.0, 0.0, 0.0, 0.0, 0.0, 0.0, 0.0, 0.0, 0.0, 0.0, 0.0, 0.0, 0.0, 0.0, 0.0, 0.0, 0.0, 0.0, 0.0, 0.0, 0.0, 0.0, 0.0, 0.0, 0.0, 0.0, 0.0, 0.0, 0.0, 0.0, 0.0, 0.0, 0.0, 0.0, 0.0, 0.0, 0.0, 0.0, 0.0, 0.0, 0.0, 0.0, 0.0, 0.0, 0.0, 0.0, 0.0, 0.0, 0.0, 0.0, 0.0, 0.0, 0.0, 0.0, 0.0, 0.0, 0.0, 0.0, 0.0, 0.0, 0.0, 0.0, 0.0, 0.0, 0.0, 0.0, 0.0, 0.0, 0.0, 0.0, 0.0, 0.0, 0.0, 0.0, 0.0, 0.0, 0.0, 0.0, 0.0, 0.0, 0.0, 0.0, 0.0, 0.0, 0.0, 0.0, 0.0, 0.0, 0.0, 0.0, 0.0, 0.0, 0.0, 0.0, 0.0, 0.0, 0.0, 0.0, 0.0, 0.0, 0.0, 0.0, 0.0, 0.0, 0.0, 0.0, 0.0, 0.0, 0.0, 0.0, 0.0, 0.0, 0.0, 0.0, 0.0, 0.0, 0.0, 0.0, 0.0, 0.0, 0.0, 0.0, 0.0, 0.0, 0.0, 0.0, 0.0, 0.0, 0.0, 0.0, 0.0, 0.0, 0.0, 0.0, 0.0, 0.0, 0.0, 0.0, 0.0, 0.0, 0.0, 0.0, 0.0, 0.0, 0.0, 0.0, 0.0, 0.0, 0.0, 0.0, 0.0, 0.0, 0.0, 0.0, 0.0, 0.0, 0.0, 0.0, 0.0, 0.0, 0.0, 0.0, 0.0, 0.0, 0.0, 0.0, 0.0, 0.0, 0.0, 0.0, 0.0, 0.0, 0.0, 0.0, 0.0, 0.0, 0.0, 0.0, 0.0, 0.0, 0.0, 0.0, 0.0, 0.0, 0.0, 0.0, 0.0, 0.0, 0.0, 0.0, 0.0, 0.0, 0.0, 0.0, 0.0, 0.0, 0.0, 0.0, 0.0, 0.0, 0.0, 0.0, 0.0, 0.0, 0.0, 0.0, 0.0, 0.0, 0.0, 0.0, 0.0, 0.0, 0.0, 0.0, 0.0, 0.0, 0.0, 0.0, 0.0, 0.0, 0.0, 0.0, 0.0, 0.0, 0.0, 0.0, 0.0, 0.0, 0.0, 0.0, 0.0, 0.0, 0.0, 0.0, 0.0, 0.0, 0.0, 0.0, 0.0, 0.0, 0.0, 0.0, 0.0, 0.0, 0.0, 0.0, 0.0, 0.0, 0.0, 0.0, 0.0, 0.0, 0.0, 0.0, 0.0, 0.0, 0.0, 0.0, 0.0, 0.0, 0.0, 0.0, 0.0, 0.0, 0.0, 0.0, 0.0, 0.0, 0.0, 0.0, 0.0, 0.0, 0.0, 0.0, 0.0, 0.0, 0.0, 0.0, 0.0, 0.0, 0.0, 0.0, 0.0, 0.0, 0.0, 0.0, 0.0, 0.0, 0.0, 0.0, 0.0, 0.0, 0.0, 0.0, 0.0, 0.0, 0.0, 0.0, 0.0, 0.0, 0.0, 0.0, 0.0, 0.0, 0.0, 0.0, 0.0, 0.0, 0.0, 0.0, 0.0, 0.0, 0.0, 0.0, 0.0, 0.0, 0.0, 0.0, 0.0, 0.0, 0.0, 0.0, 0.0, 0.0, 0.0, 0.0, 0.0, 0.0, 0.0, 0.0, 0.0, 0.0, 0.0, 0.0, 0.0, 0.0, 0.0, 0.0, 0.0, 0.0, 0.0, 0.0, 0.0, 0.0, 0.0, 0.0, 0.0, 0.0, 0.0, 0.0, 0.0, 0.0, 0.0, 0.0, 0.0, 0.0, 0.0, 0.0, 0.0, 0.0, 0.0, 0.0, 0.0, 0.0, 0.0, 0.0, 0.0, 0.0, 0.0, 0.0, 0.0, 0.0, 0.0, 0.0, 0.0, 0.0, 0.0, 0.0, 0.0, 0.0, 0.0, 0.0, 0.0, 0.0, 0.0, 0.0, 0.0, 0.0, 0.0, 0.0, 0.0, 0.0, 0.0, 0.0, 0.0, 0.0, 0.0, 0.0, 0.0, 0.0, 0.0, 0.0, 0.0, 0.0, 0.0, 0.0, 0.0, 0.0, 0.0, 0.0, 0.0, 0.0, 0.0, 0.0, 0.0, 0.0, 0.0, 0.0, 0.0, 0.0, 0.0, 0.0, 0.0, 0.0, 0.0, 0.0, 0.0, 0.0, 0.0, 0.0, 0.0, 0.0, 0.0, 0.0, 0.0, 0.0, 0.0, 0.0, 0.0, 0.0, 0.0, 0.0, 0.0, 0.0, 0.0, 0.0, 0.0, 0.0, 0.0, 0.0, 0.0, 0.0, 0.0, 0.0, 0.0, 0.0, 0.0, 0.0, 0.0, 0.0, 0.0, 0.0, 0.0, 0.0, 0.0, 0.0, 0.0, 0.0, 0.0, 0.0, 0.0, 0.0, 0.0, 0.0, 0.0, 0.0, 0.0, 0.0, 0.0, 0.0, 0.0, 0.0, 0.0, 0.0, 0.0, 0.0, 0.0, 0.0, 0.0, 0.0, 0.0, 0.0, 0.0, 0.0, 0.0, 0.0, 0.0, 0.0, 0.0, 0.0, 0.0, 0.0, 0.0, 0.0, 0.0, 0.0, 0.0, 0.0, 0.0, 0.0, 0.0, 0.0, 0.0, 0.0, 0.0, 0.0, 0.0, 0.0, 0.0, 0.0, 0.0, 0.0, 0.0, 0.0, 0.0, 0.0, 0.0, 0.0, 0.0, 0.0, 0.0, 0.0, 0.0, 0.0, 0.0, 0.0, 0.0, 0.0, 0.0, 0.0, 0.0, 0.0, 0.0, 0.0, 0.0, 0.0, 0.0, 0.0, 0.0, 0.0, 0.0, 0.0, 0.0, 0.0, 0.0, 0.0, 0.0, 0.0, 0.0, 0.0, 0.0, 0.0, 0.0, 0.0, 0.0, 0.0, 0.0, 0.0, 0.0, 0.0, 0.0, 0.0, 0.0, 0.0, 0.0, 0.0, 0.0, 0.0, 0.0, 0.0, 0.0, 0.0, 0.0, 0.0, 0.0, 0.0, 0.0, 0.0, 0.0, 0.0, 0.0, 0.0, 0.0, 0.0, 0.0, 0.0, 0.0, 0.0, 0.0, 0.0, 0.0, 0.0, 0.0, 0.0, 0.0, 0.0, 0.0, 0.0, 0.0, 0.0, 0.0, 0.0, 0.0, 0.0, 0.0, 0.0, 0.0, 0.0, 0.0, 0.0, 0.0, 0.0, 0.0, 0.0, 0.0, 0.0, 0.0, 0.0, 0.0, 0.0, 0.0, 0.0, 0.0, 0.0, 0.0, 0.0, 0.0, 0.0, 0.0, 0.0, 0.0, 0.0, 0.0, 0.0, 0.0, 0.0, 0.0, 0.0, 0.0, 0.0, 0.0, 0.0, 0.0, 0.0, 0.0, 0.0, 0.0, 0.0, 0.0, 0.0, 0.0, 0.0, 0.0, 0.0, 0.0, 0.0, 0.0, 0.0, 0.0, 0.0, 0.0, 0.0, 0.0, 0.0, 0.0, 0.0, 0.0, 0.0, 0.0, 0.0, 0.0, 0.0, 0.0, 0.0, 0.0, 0.0, 0.0, 0.0, 0.0, 0.0, 0.0, 0.0, 0.0, 0.0, 0.0, 0.0, 0.0, 0.0, 0.0, 0.0, 0.0, 0.0, 0.0, 0.0, 0.0, 0.0, 0.0, 0.0, 0.0, 0.0, 0.0, 0.0, 0.0, 0.0, 0.0, 0.0, 0.0, 0.0, 0.0, 0.0, 0.0, 0.0, 0.0, 0.0, 0.0, 0.0, 0.0, 0.0, 0.0, 0.0, 0.0, 0.0, 0.0, 0.0, 0.0, 0.0, 0.0, 0.0, 0.0, 0.0, 0.0, 0.0, 0.0, 0.0, 0.0, 0.0, 0.0, 0.0, 0.0, 0.0, 0.0, 0.0, 0.0, 0.0, 0.0, 0.0, 0.0, 0.0, 0.0, 0.0, 0.0, 0.0, 0.0, 0.0, 0.0, 0.0, 0.0, 0.0, 0.0, 0.0, 0.0, 0.0, 0.0, 0.0, 0.0, 0.0, 0.0, 0.0, 0.0, 0.0, 0.0, 0.0, 0.0, 0.0, 0.0, 0.0, 0.0, 0.0, 0.0, 0.0, 0.0, 0.0, 0.0, 0.0, 0.0, 0.0, 0.0, 0.0, 0.0, 0.0, 0.0, 0.0, 0.0, 0.0, 0.0, 0.0, 0.0, 0.0, 0.0, 0.0, 0.0, 0.0, 0.0, 0.0, 0.0, 0.0, 0.0, 0.0, 0.0, 0.0, 0.0, 0.0, 0.0, 0.0, 0.0, 0.0, 0.0, 0.0, 0.0, 0.0, 0.0, 0.0, 0.0, 0.0, 0.0, 0.0, 0.0, 0.0, 0.0, 0.0, 0.0, 0.0, 0.0, 0.0, 0.0, 0.0, 0.0, 0.0, 0.0, 0.0, 0.0, 0.0, 0.0, 0.0, 0.0, 0.0, 0.0, 0.0, 0.0, 0.0, 0.0, 0.0, 0.0, 0.0, 0.0, 0.0, 0.0, 0.0, 0.0, 0.0, 0.0, 0.0, 0.0, 0.0, 0.0, 0.0, 0.0, 0.0, 0.0, 0.0, 0.0, 0.0, 0.0, 0.0, 0.0, 0.0, 0.0, 0.0, 0.0, 0.0, 0.0, 0.0, 0.0, 0.0, 0.0, 0.0, 0.0, 0.0, 0.0, 0.0, 0.0, 0.0, 0.0, 0.0, 0.0, 0.0, 0.0, 0.0, 0.0, 0.0, 0.0, 0.0, 0.0, 0.0, 0.0, 0.0, 0.0, 0.0, 0.0, 0.0, 0.0, 0.0, 0.0, 0.0, 0.0, 0.0, 0.0, 0.0, 0.0, 0.0, 0.0, 0.0, 0.0, 0.0, 0.0, 0.0, 0.0, 0.0, 0.0, 0.0, 0.0, 0.0, 0.0, 0.0, 0.0, 0.0, 0.0, 0.0, 0.0, 0.0, 0.0, 0.0, 0.0, 0.0, 0.0, 0.0, 0.0, 0.0, 0.0, 0.0, 0.0, 0.0, 0.0, 0.0, 0.0, 0.0, 0.0, 0.0, 0.0, 0.0, 0.0, 0.0, 0.0, 0.0, 0.0, 0.0, 0.0, 0.0, 0.0, 0.0, 0.0, 0.0, 0.0, 0.0, 0.0, 0.0, 0.0, 0.0, 0.0, 0.0, 0.0, 0.0, 0.0, 0.0, 0.0, 0.0, 0.0, 0.0, 0.0, 0.0, 0.0, 0.0, 0.0, 0.0, 0.0, 0.0, 0.0, 0.0, 0.0, 0.0, 0.0, 0.0, 0.0, 0.0, 0.0, 0.0, 0.0, 0.0, 0.0, 0.0, 0.0, 0.0, 0.0, 0.0, 0.0, 0.0, 0.0, 0.0, 0.0, 0.0, 0.0, 0.0, 0.0, 0.0, 0.0, 0.0, 0.0, 0.0, 0.0, 0.0, 0.0, 0.0, 0.0, 0.0, 0.0, 0.0, 0.0, 0.0, 0.0, 0.0, 0.0, 0.0, 0.0, 0.0, 0.0, 0.0, 0.0, 0.0, 0.0, 0.0, 0.0, 0.0, 0.0, 0.0, 0.0, 0.0, 0.0, 0.0, 0.0, 0.0, 0.0, 0.0, 0.0, 0.0, 0.0, 0.0, 0.0, 0.0, 0.0, 0.0, 0.0, 0.0, 0.0, 0.0, 0.0, 0.0, 0.0, 0.0, 0.0, 0.0, 0.0, 0.0, 0.0, 0.0, 0.0, 0.0, 0.0, 0.0, 0.0, 0.0, 0.0, 0.0, 0.0, 0.0, 0.0, 0.0, 0.0, 0.0, 0.0, 0.0, 0.0, 0.0, 0.0, 0.0, 0.0, 0.0, 0.0, 0.0, 0.0, 0.0, 0.0, 0.0, 0.0, 0.0, 0.0, 0.0, 0.0, 0.0, 0.0, 0.0, 0.0, 0.0, 0.0, 0.0, 0.0, 0.0, 0.0, 0.0, 0.0, 0.0, 0.0, 0.0, 0.0, 0.0, 0.0, 0.0, 0.0, 0.0, 0.0, 0.0, 0.0, 0.0, 0.0, 0.0, 0.0, 0.0, 0.0, 0.0, 0.0, 0.0, 0.0, 0.0, 0.0, 0.0, 0.0, 0.0, 0.0, 0.0, 0.0, 0.0, 0.0, 0.0, 0.0, 0.0, 0.0, 0.0, 0.0, 0.0, 0.0, 0.0, 0.0, 0.0, 0.0, 0.0, 0.0, 0.0, 0.0, 0.0, 0.0, 0.0, 0.0, 0.0, 0.0, 0.0, 0.0, 0.0, 0.0, 0.0, 0.0, 0.0, 0.0, 0.0, 0.0, 0.0, 0.0, 0.0, 0.0, 0.0, 0.0, 0.0, 0.0, 0.0, 0.0, 0.0, 0.0, 0.0, 0.0, 0.0, 0.0, 0.0, 0.0, 0.0, 0.0, 0.0, 0.0, 0.0, 0.0, 0.0, 0.0, 0.0, 0.0, 0.0, 0.0, 0.0, 0.0, 0.0, 0.0, 0.0, 0.0, 0.0, 0.0, 0.0, 0.0, 0.0, 0.0, 0.0, 0.0, 0.0, 0.0, 0.0, 0.0, 0.0, 0.0, 0.0, 0.0, 0.0, 0.0, 0.0, 0.0, 0.0, 0.0, 0.0, 0.0, 0.0, 0.0, 0.0, 0.0, 0.0, 0.0, 0.0, 0.0, 0.0, 0.0, 0.0, 0.0, 0.0, 0.0, 0.0, 0.0, 0.0, 0.0, 0.0, 0.0, 0.0, 0.0, 0.0, 0.0, 0.0, 0.0, 0.0, 0.0, 0.0, 0.0, 0.0, 0.0, 0.0, 0.0, 0.0, 0.0, 0.0, 0.0, 0.0, 0.0, 0.0, 0.0, 0.0, 0.0, 0.0, 0.0, 0.0, 0.0, 0.0, 0.0, 0.0, 0.0, 0.0, 0.0, 0.0, 0.0, 0.0, 0.0, 0.0, 0.0, 0.0, 0.0, 0.0, 0.0, 0.0, 0.0, 0.0, 0.0, 0.0, 0.0, 0.0, 0.0, 0.0, 0.0, 0.0, 0.0, 0.0, 0.0, 0.0, 0.0, 0.0, 0.0, 0.0, 0.0, 0.0, 0.0, 0.0, 0.0, 0.0, 0.0, 0.0, 0.0, 0.0, 0.0, 0.0, 0.0, 0.0, 0.0, 0.0, 0.0, 0.0, 0.0, 0.0, 0.0, 0.0, 0.0, 0.0, 0.0, 0.0, 0.0, 0.0, 0.0, 0.0, 0.0, 0.0, 0.0, 0.0, 0.0, 0.0, 0.0, 0.0, 0.0, 0.0, 0.0, 0.0, 0.0, 0.0, 0.0, 0.0, 0.0, 0.0, 0.0, 0.0, 0.0, 0.0, 0.0, 0.0, 0.0, 0.0, 0.0, 0.0, 0.0, 0.0, 0.0, 0.0, 0.0, 0.0, 0.0, 0.0, 0.0, 0.0, 0.0, 0.0, 0.0, 0.0, 0.0, 0.0, 0.0, 0.0, 0.0, 0.0, 0.0, 0.0, 0.0, 0.0, 0.0, 0.0, 0.0, 0.0, 0.0, 0.0, 0.0, 0.0, 0.0, 0.0, 0.0, 0.0, 0.0, 0.0, 0.0, 0.0, 0.0, 0.0, 0.0, 0.0, 0.0, 0.0, 0.0, 0.0, 0.0, 0.0, 0.0, 0.0, 0.0, 0.0, 0.0, 0.0, 0.0, 0.0, 0.0, 0.0, 0.0, 0.0, 0.0, 0.0, 0.0, 0.0, 0.0, 0.0, 0.0, 0.0, 0.0, 0.0, 0.0, 0.0, 0.0, 0.0, 0.0, 0.0, 0.0, 0.0, 0.0, 0.0, 0.0, 0.0, 0.0, 0.0, 0.0, 0.0, 0.0, 0.0, 0.0, 0.0, 0.0, 0.0, 0.0, 0.0, 0.0, 0.0, 0.0, 0.0, 0.0, 0.0, 0.0, 0.0, 0.0, 0.0, 0.0, 0.0, 0.0, 0.0, 0.0, 0.0, 0.0, 0.0, 0.0, 0.0, 0.0, 0.0, 0.0, 0.0, 0.0, 0.0, 0.0, 0.0, 0.0, 0.0, 0.0, 0.0, 0.0, 0.0, 0.0, 0.0, 0.0, 0.0, 0.0, 0.0, 0.0, 0.0, 0.0, 0.0, 0.0, 0.0, 0.0, 0.0, 0.0, 0.0, 0.0, 0.0, 0.0, 0.0, 0.0, 0.0, 0.0, 0.0, 0.0, 0.0, 0.0, 0.0, 0.0, 0.0, 0.0, 0.0, 0.0, 0.0, 0.0, 0.0, 0.0, 0.0, 0.0, 0.0, 0.0, 0.0, 0.0, 0.0, 0.0, 0.0, 0.0, 0.0, 0.0, 0.0, 0.0, 0.0, 0.0, 0.0, 0.0, 0.0, 0.0, 0.0, 0.0, 0.0, 0.0, 0.0, 0.0, 0.0, 0.0, 0.0, 0.0, 0.0, 0.0, 0.0, 0.0, 0.0, 0.0, 0.0, 0.0, 0.0, 0.0, 0.0, 0.0, 0.0, 0.0, 0.0, 0.0, 0.0, 0.0, 0.0, 0.0, 0.0, 0.0, 0.0, 0.0, 0.0, 0.0, 0.0, 0.0, 0.0, 0.0, 0.0, 0.0, 0.0, 0.0, 0.0, 0.0, 0.0, 0.0, 0.0, 0.0, 0.0, 0.0, 0.0, 0.0, 0.0, 0.0, 0.0, 0.0, 0.0, 0.0, 0.0, 0.0, 0.0, 0.0, 0.0, 0.0, 0.0, 0.0, 0.0, 0.0, 0.0, 0.0, 0.0, 0.0, 0.0, 0.0, 0.0, 0.0, 0.0, 0.0, 0.0, 0.0, 0.0, 0.0, 0.0, 0.0, 0.0, 0.0, 0.0, 0.0, 0.0, 0.0, 0.0, 0.0, 0.0, 0.0, 0.0, 0.0, 0.0, 0.0, 0.0, 0.0, 0.0, 0.0, 0.0, 0.0, 0.0, 0.0, 0.0, 0.0, 0.0, 0.0, 0.0, 0.0, 0.0, 0.0, 0.0, 0.0, 0.0, 0.0, 0.0, 0.0, 0.0, 0.0, 0.0, 0.0, 0.0, 0.0, 0.0, 0.0, 0.0, 0.0, 0.0, 0.0, 0.0, 0.0, 0.0, 0.0, 0.0, 0.0, 0.0, 0.0, 0.0, 0.0, 0.0, 0.0, 0.0, 0.0, 0.0, 0.0, 0.0, 0.0, 0.0, 0.0, 0.0, 0.0, 0.0, 0.0, 0.0, 0.0, 0.0, 0.0, 0.0, 0.0, 0.0, 0.0, 0.0, 0.0, 0.0, 0.0, 0.0, 0.0, 0.0, 0.0, 0.0, 0.0, 0.0, 0.0, 0.0, 0.0, 0.0, 0.0, 0.0, 0.0, 0.0, 0.0, 0.0, 0.0, 0.0, 0.0, 0.0, 0.0, 0.0, 0.0, 0.0, 0.0, 0.0, 0.0, 0.0, 0.0, 0.0, 0.0, 0.0, 0.0, 0.0, 0.0, 0.0, 0.0, 0.0, 0.0, 0.0, 0.0, 0.0, 0.0, 0.0, 0.0, 0.0, 0.0, 0.0, 0.0, 0.0, 0.0, 0.0, 0.0, 0.0, 0.0, 0.0, 0.0, 0.0, 0.0, 0.0, 0.0, 0.0, 0.0, 0.0, 0.0, 0.0, 0.0, 0.0, 0.0, 0.0, 0.0, 0.0, 0.0, 0.0, 0.0, 0.0, 0.0, 0.0, 0.0, 0.0, 0.0, 0.0, 0.0, 0.0, 0.0, 0.0, 0.0, 0.0, 0.0, 0.0, 0.0, 0.0, 0.0, 0.0, 0.0, 0.0, 0.0, 0.0, 0.0, 0.0, 0.0, 0.0, 0.0, 0.0, 0.0, 0.0, 0.0, 0.0, 0.0, 0.0, 0.0, 0.0, 0.0, 0.0, 0.0, 0.0, 0.0, 0.0, 0.0, 0.0, 0.0, 0.0, 0.0, 0.0, 0.0, 0.0, 0.0, 0.0, 0.0, 0.0, 0.0, 0.0, 0.0, 0.0, 0.0, 0.0, 0.0, 0.0, 0.0, 0.0, 0.0, 0.0, 0.0, 0.0, 0.0, 0.0, 0.0, 0.0, 0.0, 0.0, 0.0, 0.0, 0.0, 0.0, 0.0, 0.0, 0.0, 0.0, 0.0, 0.0, 0.0, 0.0, 0.0, 0.0, 0.0, 0.0, 0.0, 0.0, 0.0, 0.0, 0.0, 0.0, 0.0, 0.0, 0.0, 0.0, 0.0, 0.0, 0.0, 0.0, 0.0, 0.0, 0.0, 0.0, 0.0, 0.0, 0.0, 0.0, 0.0, 0.0, 0.0, 0.0, 0.0, 0.0, 0.0, 0.0, 0.0, 0.0, 0.0, 0.0, 0.0, 0.0, 0.0, 0.0, 0.0, 0.0, 0.0, 0.0, 0.0, 0.0, 0.0, 0.0, 0.0, 0.0, 0.0, 0.0, 0.0, 0.0, 0.0, 0.0, 0.0, 0.0, 0.0, 0.0, 0.0, 0.0, 0.0, 0.0, 0.0, 0.0, 0.0, 0.0, 0.0, 0.0, 0.0, 0.0, 0.0, 0.0, 0.0, 0.0, 0.0, 0.0, 0.0, 0.0, 0.0, 0.0, 0.0, 0.0, 0.0, 0.0, 0.0, 0.0, 0.0, 0.0, 0.0, 0.0, 0.0, 0.0, 0.0, 0.0, 0.0, 0.0, 0.0, 0.0, 0.0, 0.0, 0.0, 0.0, 0.0, 0.0, 0.0, 0.0, 0.0, 0.0, 0.0, 0.0, 0.0, 0.0, 0.0, 0.0, 0.0, 0.0, 0.0, 0.0, 0.0, 0.0, 0.0, 0.0, 0.0, 0.0, 0.0, 0.0, 0.0, 0.0, 0.0, 0.0, 0.0, 0.0, 0.0, 0.0, 0.0, 0.0, 0.0, 0.0, 0.0, 0.0, 0.0, 0.0, 0.0, 0.0, 0.0, 0.0, 0.0, 0.0, 0.0, 0.0, 0.0, 0.0, 0.0, 0.0, 0.0, 0.0, 0.0, 0.0, 0.0, 0.0, 0.0, 0.0, 0.0, 0.0, 0.0, 0.0, 0.0, 0.0, 0.0, 0.0, 0.0, 0.0, 0.0, 0.0, 0.0, 0.0, 0.0, 0.0, 0.0, 0.0, 0.0, 0.0, 0.0, 0.0, 0.0, 0.0, 0.0, 0.0, 0.0, 0.0, 0.0, 0.0, 0.0, 0.0, 0.0, 0.0, 0.0, 0.0, 0.0, 0.0, 0.0, 0.0, 0.0, 0.0, 0.0, 0.0, 0.0, 0.0, 0.0, 0.0, 0.0, 0.0, 0.0, 0.0, 0.0, 0.0, 0.0, 0.0, 0.0, 0.0, 0.0, 0.0, 0.0, 0.0, 0.0, 0.0, 0.0, 0.0, 0.0, 0.0, 0.0, 0.0, 0.0, 0.0, 0.0, 0.0, 0.0, 0.0, 0.0, 0.0, 0.0, 0.0, 0.0, 0.0, 0.0, 0.0, 0.0, 0.0, 0.0, 0.0, 0.0, 0.0, 0.0, 0.0, 0.0, 0.0, 0.0, 0.0, 0.0, 0.0, 0.0, 0.0, 0.0, 0.0, 0.0, 0.0, 0.0, 0.0, 0.0, 0.0, 0.0, 0.0, 0.0, 0.0, 0.0, 0.0, 0.0, 0.0, 0.0, 0.0, 0.0, 0.0, 0.0, 0.0, 0.0, 0.0, 0.0, 0.0, 0.0, 0.0, 0.0, 0.0, 0.0, 0.0, 0.0, 0.0, 0.0, 0.0, 0.0, 0.0, 0.0, 0.0, 0.0, 0.0, 0.0, 0.0, 0.0, 0.0, 0.0, 0.0, 0.0, 0.0, 0.0, 0.0, 0.0, 0.0, 0.0, 0.0, 0.0, 0.0, 0.0, 0.0, 0.0, 0.0, 0.0, 0.0, 0.0, 0.0, 0.0, 0.0, 0.0, 0.0, 0.0, 0.0, 0.0, 0.0, 0.0, 0.0, 0.0, 0.0, 0.0, 0.0, 0.0, 0.0, 0.0, 0.0, 0.0, 0.0, 0.0, 0.0, 0.0, 0.0, 0.0, 0.0, 0.0, 0.0, 0.0, 0.0, 0.0, 0.0, 0.0, 0.0, 0.0, 0.0, 0.0, 0.0, 0.0, 0.0, 0.0, 0.0, 0.0, 0.0, 0.0, 0.0, 0.0, 0.0, 0.0, 0.0, 0.0, 0.0, 0.0, 0.0, 0.0, 0.0, 0.0, 0.0, 0.0, 0.0, 0.0, 0.0, 0.0, 0.0, 0.0, 0.0, 0.0, 0.0, 0.0, 0.0, 0.0, 0.0, 0.0, 0.0, 0.0, 0.0, 0.0, 0.0, 0.0, 0.0, 0.0, 0.0, 0.0, 0.0, 0.0, 0.0, 0.0, 0.0, 0.0, 0.0, 0.0, 0.0, 0.0, 0.0, 0.0, 0.0, 0.0, 0.0, 0.0, 0.0, 0.0, 0.0, 0.0, 0.0, 0.0, 0.0, 0.0, 0.0, 0.0, 0.0, 0.0, 0.0, 0.0, 0.0, 0.0, 0.0, 0.0, 0.0, 0.0, 0.0, 0.0, 0.0, 0.0, 0.0, 0.0, 0.0, 0.0, 0.0, 0.0, 0.0, 0.0, 0.0, 0.0, 0.0, 0.0, 0.0, 0.0, 0.0, 0.0, 0.0, 0.0, 0.0, 0.0, 0.0, 0.0, 0.0, 0.0, 0.0, 0.0, 0.0, 0.0, 0.0, 0.0, 0.0, 0.0, 0.0, 0.0, 0.0, 0.0, 0.0, 0.0, 0.0, 0.0, 0.0, 0.0, 0.0, 0.0, 0.0, 0.0, 0.0, 0.0, 0.0, 0.0, 0.0, 0.0, 0.0, 0.0, 0.0, 0.0, 0.0, 0.0, 0.0, 0.0, 0.0, 0.0, 0.0, 0.0, 0.0, 0.0, 0.0, 0.0, 0.0, 0.0, 0.0, 0.0, 0.0, 0.0, 0.0, 0.0, 0.0, 0.0, 0.0, 0.0, 0.0, 0.0, 0.0, 0.0, 0.0, 0.0, 0.0, 0.0, 0.0, 0.0, 0.0, 0.0, 0.0, 0.0, 0.0, 0.0, 0.0, 0.0, 0.0, 0.0, 0.0, 0.0, 0.0, 0.0, 0.0, 0.0, 0.0, 0.0, 0.0, 0.0, 0.0, 0.0, 0.0, 0.0, 0.0, 0.0, 0.0, 0.0, 0.0, 0.0, 0.0, 0.0, 0.0, 0.0, 0.0, 0.0, 0.0, 0.0, 0.0, 0.0, 0.0, 0.0, 0.0, 0.0, 0.0, 0.0, 0.0, 0.0, 0.0, 0.0, 0.0, 0.0, 0.0, 0.0, 0.0, 0.0, 0.0, 0.0, 0.0, 0.0, 0.0, 0.0, 0.0, 0.0, 0.0, 0.0, 0.0, 0.0, 0.0, 0.0, 0.0, 0.0, 0.0, 0.0, 0.0, 0.0, 0.0, 0.0, 0.0, 0.0, 0.0, 0.0, 0.0, 0.0, 0.0, 0.0, 0.0, 0.0, 0.0, 0.0, 0.0, 0.0, 0.0, 0.0, 0.0, 0.0, 0.0, 0.0, 0.0, 0.0, 0.0, 0.0, 0.0, 0.0, 0.0, 0.0, 0.0, 0.0, 0.0, 0.0, 0.0, 0.0, 0.0, 0.0, 0.0, 0.0, 0.0, 0.0, 0.0, 0.0, 0.0, 0.0, 0.0, 0.0, 0.0, 0.0, 0.0, 0.0, 0.0, 0.0, 0.0, 0.0, 0.0, 0.0, 0.0, 0.0, 0.0, 0.0, 0.0, 0.0, 0.0, 0.0, 0.0, 0.0, 0.0, 0.0, 0.0, 0.0, 0.0, 0.0, 0.0, 0.0, 0.0, 0.0, 0.0, 0.0, 0.0, 0.0, 0.0, 0.0, 0.0, 0.0, 0.0, 0.0, 0.0, 0.0, 0.0, 0.0, 0.0, 0.0, 0.0, 0.0, 0.0, 0.0, 0.0, 0.0, 0.0, 0.0, 0.0, 0.0, 0.0, 0.0, 0.0, 0.0, 0.0, 0.0, 0.0, 0.0, 0.0, 0.0, 0.0, 0.0, 0.0, 0.0, 0.0, 0.0, 0.0, 0.0, 0.0, 0.0, 0.0, 0.0, 0.0, 0.0, 0.0, 0.0, 0.0, 0.0, 0.0, 0.0, 0.0, 0.0, 0.0, 0.0, 0.0, 0.0, 0.0, 0.0, 0.0, 0.0, 0.0, 0.0, 0.0, 0.0, 0.0, 0.0, 0.0, 0.0, 0.0, 0.0, 0.0, 0.0, 0.0, 0.0, 0.0, 0.0, 0.0, 0.0, 0.0, 0.0, 0.0, 0.0, 0.0, 0.0, 0.0, 0.0, 0.0, 0.0, 0.0, 0.0, 0.0, 0.0, 0.0, 0.0, 0.0, 0.0, 0.0, 0.0, 0.0, 0.0, 0.0, 0.0, 0.0, 0.0, 0.0, 0.0, 0.0, 0.0, 0.0, 0.0, 0.0, 0.0, 0.0, 0.0, 0.0, 0.0, 0.0, 0.0, 0.0, 0.0, 0.0, 0.0, 0.0, 0.0, 0.0, 0.0, 0.0, 0.0, 0.0, 0.0, 0.0, 0.0, 0.0, 0.0, 0.0, 0.0, 0.0, 0.0, 0.0, 0.0, 0.0, 0.0, 0.0, 0.0, 0.0, 0.0, 0.0, 0.0, 0.0, 0.0, 0.0, 0.0, 0.0, 0.0, 0.0, 0.0, 0.0, 0.0, 0.0, 0.0, 0.0, 0.0, 0.0, 0.0, 0.0, 0.0, 0.0, 0.0, 0.0, 0.0, 0.0, 0.0, 0.0, 0.0, 0.0, 0.0, 0.0, 0.0, 0.0, 0.0, 0.0, 0.0, 0.0, 0.0, 0.0, 0.0, 0.0, 0.0, 0.0, 0.0, 0.0, 0.0, 0.0, 0.0, 0.0, 0.0, 0.0, 0.0, 0.0, 0.0, 0.0, 0.0, 0.0, 0.0, 0.0, 0.0, 0.0, 0.0, 0.0, 0.0, 0.0, 0.0, 0.0, 0.0, 0.0, 0.0, 0.0, 0.0, 0.0, 0.0, 0.0, 0.0, 0.0, 0.0, 0.0, 0.0, 0.0, 0.0, 0.0, 0.0, 0.0, 0.0, 0.0, 0.0, 0.0, 0.0, 0.0, 0.0, 0.0, 0.0, 0.0, 0.0, 0.0, 0.0, 0.0, 0.0, 0.0, 0.0, 0.0, 0.0, 0.0, 0.0, 0.0, 0.0, 0.0, 0.0, 0.0, 0.0, 0.0, 0.0, 0.0, 0.0, 0.0, 0.0, 0.0, 0.0, 0.0, 0.0, 0.0, 0.0, 0.0, 0.0, 0.0, 0.0, 0.0, 0.0, 0.0, 0.0, 0.0, 0.0, 0.0, 0.0, 0.0, 0.0, 0.0, 0.0, 0.0, 0.0, 0.0, 0.0, 0.0, 0.0, 0.0, 0.0, 0.0, 0.0, 0.0, 0.0, 0.0, 0.0, 0.0, 0.0, 0.0, 0.0, 0.0, 0.0, 0.0, 0.0, 0.0, 0.0, 0.0, 0.0, 0.0, 0.0, 0.0, 0.0, 0.0, 0.0, 0.0, 0.0, 0.0, 0.0, 0.0, 0.0, 0.0, 0.0, 0.0, 0.0, 0.0, 0.0, 0.0, 0.0, 0.0, 0.0, 0.0, 0.0, 0.0, 0.0, 0.0, 0.0, 0.0, 0.0, 0.0, 0.0, 0.0, 0.0, 0.0, 0.0, 0.0, 0.0, 0.0, 0.0, 0.0, 0.0, 0.0, 0.0, 0.0, 0.0, 0.0, 0.0, 0.0, 0.0, 0.0, 0.0, 0.0, 0.0, 0.0, 0.0, 0.0, 0.0, 0.0, 0.0, 0.0, 0.0, 0.0, 0.0, 0.0, 0.0, 0.0, 0.0, 0.0, 0.0, 0.0, 0.0, 0.0, 0.0, 0.0, 0.0, 0.0, 0.0, 0.0, 0.0, 0.0, 0.0, 0.0, 0.0, 0.0, 0.0, 0.0, 0.0, 0.0, 0.0, 0.0, 0.0, 0.0, 0.0, 0.0, 0.0, 0.0, 0.0, 0.0, 0.0, 0.0, 0.0, 0.0, 0.0, 0.0, 0.0, 0.0, 0.0, 0.0, 0.0, 0.0, 0.0, 0.0, 0.0, 0.0, 0.0, 0.0, 0.0, 0.0, 0.0, 0.0, 0.0, 0.0, 0.0, 0.0, 0.0, 0.0, 0.0, 0.0, 0.0, 0.0, 0.0, 0.0, 0.0, 0.0, 0.0, 0.0, 0.0, 0.0, 0.0, 0.0, 0.0, 0.0, 0.0, 0.0, 0.0, 0.0, 0.0, 0.0, 0.0, 0.0, 0.0, 0.0, 0.0, 0.0, 0.0, 0.0, 0.0, 0.0, 0.0, 0.0, 0.0, 0.0, 0.0, 0.0, 0.0, 0.0, 0.0, 0.0, 0.0, 0.0, 0.0, 0.0, 0.0, 0.0, 0.0, 0.0, 0.0, 0.0, 0.0, 0.0, 0.0, 0.0, 0.0, 0.0, 0.0, 0.0, 0.0, 0.0, 0.0, 0.0, 0.0, 0.0, 0.0, 0.0, 0.0, 0.0, 0.0, 0.0, 0.0, 0.0, 0.0, 0.0, 0.0, 0.0, 0.0, 0.0, 0.0, 0.0, 0.0, 0.0, 0.0, 0.0, 0.0, 0.0, 0.0, 0.0, 0.0, 0.0, 0.0, 0.0, 0.0, 0.0, 0.0, 0.0, 0.0, 0.0, 0.0, 0.0, 0.0, 0.0, 0.0, 0.0, 0.0, 0.0, 0.0, 0.0, 0.0, 0.0, 0.0, 0.0, 0.0, 0.0, 0.0, 0.0, 0.0, 0.0, 0.0, 0.0, 0.0, 0.0, 0.0, 0.0, 0.0, 0.0, 0.0, 0.0, 0.0, 0.0, 0.0, 0.0, 0.0, 0.0, 0.0, 0.0, 0.0, 0.0, 0.0, 0.0, 0.0, 0.0, 0.0, 0.0, 0.0, 0.0, 0.0, 0.0, 0.0, 0.0, 0.0, 0.0, 0.0, 0.0, 0.0, 0.0, 0.0, 0.0, 0.0, 0.0, 0.0, 0.0, 0.0, 0.0, 0.0, 0.0, 0.0, 0.0, 0.0, 0.0, 0.0, 0.0, 0.0, 0.0, 0.0, 0.0, 0.0, 0.0, 0.0, 0.0, 0.0, 0.0, 0.0, 0.0, 0.0, 0.0, 0.0, 0.0, 0.0, 0.0, 0.0, 0.0, 0.0, 0.0, 0.0, 0.0, 0.0, 0.0, 0.0, 0.0, 0.0, 0.0, 0.0, 0.0, 0.0, 0.0, 0.0, 0.0, 0.0, 0.0, 0.0, 0.0, 0.0, 0.0, 0.0, 0.0, 0.0, 0.0, 0.0, 0.0, 0.0, 0.0, 0.0, 0.0, 0.0, 0.0, 0.0, 0.0, 0.0, 0.0, 0.0, 0.0, 0.0, 0.0, 0.0, 0.0, 0.0, 0.0, 0.0, 0.0, 0.0, 0.0, 0.0, 0.0, 0.0, 0.0, 0.0, 0.0, 0.0, 0.0, 0.0, 0.0, 0.0, 0.0, 0.0, 0.0, 0.0, 0.0, 0.0, 0.0, 0.0, 0.0, 0.0, 0.0, 0.0, 0.0, 0.0, 0.0, 0.0, 0.0, 0.0, 0.0, 0.0, 0.0, 0.0, 0.0, 0.0, 0.0, 0.0, 0.0, 0.0, 0.0, 0.0, 0.0, 0.0, 0.0, 0.0, 0.0, 0.0, 0.0, 0.0, 0.0, 0.0, 0.0, 0.0, 0.0, 0.0, 0.0, 0.0, 0.0, 0.0, 0.0, 0.0, 0.0, 0.0, 0.0, 0.0, 0.0, 0.0, 0.0, 0.0, 0.0, 0.0, 0.0, 0.0, 0.0, 0.0, 0.0, 0.0, 0.0, 0.0, 0.0, 0.0, 0.0, 0.0, 0.0, 0.0, 0.0, 0.0, 0.0, 0.0, 0.0, 0.0, 0.0, 0.0, 0.0, 0.0, 0.0, 0.0, 0.0, 0.0, 0.0, 0.0, 0.0, 0.0, 0.0, 0.0, 0.0, 0.0, 0.0, 0.0, 0.0, 0.0, 0.0, 0.0, 0.0, 0.0, 0.0, 0.0, 0.0, 0.0, 0.0, 0.0, 0.0, 0.0, 0.0, 0.0, 0.0, 0.0, 0.0, 0.0, 0.0, 0.0, 0.0, 0.0, 0.0, 0.0, 0.0, 0.0, 0.0, 0.0, 0.0, 0.0, 0.0, 0.0, 0.0, 0.0, 0.0, 0.0, 0.0, 0.0, 0.0, 0.0, 0.0, 0.0, 0.0, 0.0, 0.0, 0.0, 0.0, 0.0, 0.0, 0.0, 0.0, 0.0, 0.0, 0.0, 0.0, 0.0, 0.0, 0.0, 0.0, 0.0, 0.0, 0.0, 0.0, 0.0, 0.0, 0.0, 0.0, 0.0, 0.0, 0.0, 0.0, 0.0, 0.0, 0.0, 0.0, 0.0, 0.0, 0.0, 0.0, 0.0, 0.0, 0.0, 0.0, 0.0, 0.0, 0.0, 0.0, 0.0, 0.0, 0.0, 0.0, 0.0, 0.0, 0.0, 0.0, 0.0, 0.0, 0.0, 0.0, 0.0, 0.0, 0.0, 0.0, 0.0, 0.0, 0.0, 0.0, 0.0, 0.0, 0.0, 0.0, 0.0, 0.0, 0.0, 0.0, 0.0, 0.0, 0.0, 0.0, 0.0, 0.0, 0.0, 0.0, 0.0, 0.0, 0.0, 0.0, 0.0, 0.0, 0.0, 0.0, 0.0, 0.0, 0.0, 0.0, 0.0, 0.0, 0.0, 0.0, 0.0, 0.0, 0.0, 0.0, 0.0, 0.0, 0.0, 0.0, 0.0, 0.0, 0.0, 0.0, 0.0, 0.0, 0.0, 0.0, 0.0, 0.0, 0.0, 0.0, 0.0, 0.0, 0.0, 0.0, 0.0, 0.0, 0.0, 0.0, 0.0, 0.0, 0.0, 0.0, 0.0, 0.0, 0.0, 0.0, 0.0, 0.0, 0.0, 0.0, 0.0, 0.0, 0.0, 0.0, 0.0, 0.0, 0.0, 0.0, 0.0, 0.0, 0.0, 0.0, 0.0, 0.0, 0.0, 0.0, 0.0, 0.0, 0.0, 0.0, 0.0, 0.0, 0.0, 0.0, 0.0, 0.0, 0.0, 0.0, 0.0, 0.0, 0.0, 0.0, 0.0, 0.0, 0.0, 0.0, 0.0, 0.0, 0.0, 0.0, 0.0, 0.0, 0.0, 0.0, 0.0, 0.0, 0.0, 0.0, 0.0, 0.0, 0.0, 0.0, 0.0, 0.0, 0.0, 0.0, 0.0, 0.0, 0.0, 0.0, 0.0, 0.0, 0.0, 0.0, 0.0, 0.0, 0.0, 0.0, 0.0, 0.0, 0.0, 0.0, 0.0, 0.0, 0.0, 0.0, 0.0, 0.0, 0.0, 0.0, 0.0, 0.0, 0.0, 0.0, 0.0, 0.0, 0.0, 0.0, 0.0, 0.0, 0.0, 0.0, 0.0, 0.0, 0.0, 0.0, 0.0, 0.0, 0.0, 0.0, 0.0, 0.0, 0.0, 0.0, 0.0, 0.0, 0.0, 0.0, 0.0, 0.0, 0.0, 0.0, 0.0, 0.0, 0.0, 0.0, 0.0, 0.0, 0.0, 0.0, 0.0, 0.0, 0.0, 0.0, 0.0, 0.0, 0.0, 0.0, 0.0, 0.0, 0.0, 0.0, 0.0, 0.0, 0.0, 0.0, 0.0, 0.0, 0.0, 0.0, 0.0, 0.0, 0.0, 0.0, 0.0, 0.0, 0.0, 0.0, 0.0, 0.0, 0.0, 0.0, 0.0, 0.0, 0.0, 0.0, 0.0, 0.0, 0.0, 0.0, 0.0, 0.0, 0.0, 0.0, 0.0, 0.0, 0.0, 0.0, 0.0, 0.0, 0.0, 0.0, 0.0, 0.0, 0.0, 0.0, 0.0, 0.0, 0.0, 0.0, 0.0, 0.0, 0.0, 0.0, 0.0, 0.0, 0.0, 0.0, 0.0, 0.0, 0.0, 0.0, 0.0, 0.0, 0.0, 0.0, 0.0, 0.0, 0.0, 0.0, 0.0, 0.0, 0.0, 0.0, 0.0, 0.0, 0.0, 0.0, 0.0, 0.0, 0.0, 0.0, 0.0, 0.0, 0.0, 0.0, 0.0, 0.0, 0.0, 0.0, 0.0, 0.0, 0.0, 0.0, 0.0, 0.0, 0.0, 0.0, 0.0, 0.0, 0.0, 0.0, 0.0, 0.0, 0.0, 0.0, 0.0, 0.0, 0.0, 0.0, 0.0, 0.0, 0.0, 0.0, 0.0, 0.0, 0.0, 0.0, 0.0, 0.0, 0.0, 0.0, 0.0, 0.0, 0.0, 0.0, 0.0, 0.0, 0.0, 0.0, 0.0, 0.0, 0.0, 0.0, 0.0, 0.0, 0.0, 0.0, 0.0, 0.0, 0.0, 0.0, 0.0, 0.0, 0.0, 0.0, 0.0, 0.0, 0.0, 0.0, 0.0, 0.0, 0.0, 0.0, 0.0, 0.0, 0.0, 0.0, 0.0, 0.0, 0.0, 0.0, 0.0, 0.0, 0.0, 0.0, 0.0, 0.0, 0.0, 0.0, 0.0, 0.0, 0.0, 0.0, 0.0, 0.0, 0.0, 0.0, 0.0, 0.0, 0.0, 0.0, 0.0, 0.0, 0.0, 0.0, 0.0, 0.0, 0.0, 0.0, 0.0, 0.0, 0.0, 0.0, 0.0, 0.0, 0.0, 0.0, 0.0, 0.0, 0.0, 0.0, 0.0, 0.0, 0.0, 0.0, 0.0, 0.0, 0.0, 0.0, 0.0, 0.0, 0.0, 0.0, 0.0, 0.0, 0.0, 0.0, 0.0, 0.0, 0.0, 0.0, 0.0, 0.0, 0.0, 0.0, 0.0, 0.0, 0.0, 0.0, 0.0, 0.0, 0.0, 0.0, 0.0, 0.0, 0.0, 0.0, 0.0, 0.0, 0.0, 0.0, 0.0, 0.0, 0.0, 0.0, 0.0, 0.0, 0.0, 0.0, 0.0, 0.0, 0.0, 0.0, 0.0, 0.0, 0.0, 0.0, 0.0, 0.0, 0.0, 0.0, 0.0, 0.0, 0.0, 0.0, 0.0, 0.0, 0.0, 0.0, 0.0, 0.0, 0.0, 0.0, 0.0, 0.0, 0.0, 0.0, 0.0, 0.0, 0.0, 0.0, 0.0, 0.0, 0.0, 0.0, 0.0, 0.0, 0.0, 0.0, 0.0, 0.0, 0.0, 0.0, 0.0, 0.0, 0.0, 0.0, 0.0, 0.0, 0.0, 0.0, 0.0, 0.0, 0.0, 0.0, 0.0, 0.0, 0.0, 0.0, 0.0, 0.0, 0.0, 0.0, 0.0, 0.0, 0.0, 0.0, 0.0, 0.0, 0.0, 0.0, 0.0, 0.0, 0.0, 0.0, 0.0, 0.0, 0.0, 0.0, 0.0, 0.0, 0.0, 0.0, 0.0, 0.0, 0.0, 0.0, 0.0, 0.0, 0.0, 0.0, 0.0, 0.0, 0.0, 0.0, 0.0, 0.0, 0.0, 0.0, 0.0, 0.0, 0.0, 0.0, 0.0, 0.0, 0.0, 0.0, 0.0, 0.0, 0.0, 0.0, 0.0, 0.0, 0.0, 0.0, 0.0, 0.0, 0.0, 0.0, 0.0, 0.0, 0.0, 0.0, 0.0, 0.0, 0.0, 0.0, 0.0, 0.0, 0.0, 0.0, 0.0, 0.0, 0.0, 0.0, 0.0, 0.0, 0.0, 0.0, 0.0, 0.0, 0.0, 0.0, 0.0, 0.0, 0.0, 0.0, 0.0, 0.0, 0.0, 0.0, 0.0, 0.0, 0.0, 0.0, 0.0, 0.0, 0.0, 0.0, 0.0, 0.0, 0.0, 0.0, 0.0, 0.0, 0.0, 0.0, 0.0, 0.0, 0.0, 0.0, 0.0, 0.0, 0.0, 0.0, 0.0, 0.0, 0.0, 0.0, 0.0, 0.0, 0.0, 0.0, 0.0, 0.0, 0.0, 0.0, 0.0, 0.0, 0.0, 0.0, 0.0, 0.0, 0.0, 0.0, 0.0, 0.0, 0.0, 0.0, 0.0, 0.0, 0.0, 0.0, 0.0, 0.0, 0.0, 0.0, 0.0, 0.0, 0.0, 0.0, 0.0, 0.0, 0.0, 0.0, 0.0, 0.0, 0.0, 0.0, 0.0, 0.0, 0.0, 0.0, 0.0, 0.0, 0.0, 0.0, 0.0, 0.0, 0.0, 0.0, 0.0, 0.0, 0.0, 0.0, 0.0, 0.0, 0.0, 0.0, 0.0, 0.0, 0.0, 0.0, 0.0, 0.0, 0.0, 0.0, 0.0, 0.0, 0.0, 0.0, 0.0, 0.0, 0.0, 0.0, 0.0, 0.0, 0.0, 0.0, 0.0, 0.0, 0.0, 0.0, 0.0, 0.0, 0.0, 0.0, 0.0, 0.0, 0.0, 0.0, 0.0, 0.0, 0.0, 0.0, 0.0, 0.0, 0.0, 0.0, 0.0, 0.0, 0.0, 0.0, 0.0, 0.0, 0.0, 0.0, 0.0, 0.0, 0.0, 0.0, 0.0, 0.0, 0.0, 0.0, 0.0, 0.0, 0.0, 0.0, 0.0, 0.0, 0.0, 0.0, 0.0, 0.0, 0.0, 0.0, 0.0, 0.0, 0.0, 0.0, 0.0, 0.0, 0.0, 0.0, 0.0, 0.0, 0.0, 0.0, 0.0, 0.0, 0.0, 0.0, 0.0, 0.0, 0.0, 0.0, 0.0, 0.0, 0.0, 0.0, 0.0, 0.0, 0.0, 0.0, 0.0, 0.0, 0.0, 0.0, 0.0, 0.0, 0.0, 0.0, 0.0, 0.0, 0.0, 0.0, 0.0, 0.0, 0.0, 0.0, 0.0, 0.0, 0.0, 0.0, 0.0, 0.0, 0.0, 0.0, 0.0, 0.0, 0.0, 0.0, 0.0, 0.0, 0.0, 0.0, 0.0, 0.0, 0.0, 0.0, 0.0, 0.0, 0.0, 0.0, 0.0, 0.0, 0.0, 0.0, 0.0, 0.0, 0.0, 0.0, 0.0, 0.0, 0.0, 0.0, 0.0, 0.0, 0.0, 0.0, 0.0, 0.0, 0.0, 0.0, 0.0, 0.0, 0.0, 0.0, 0.0, 0.0, 0.0, 0.0, 0.0, 0.0, 0.0, 0.0, 0.0, 0.0, 0.0, 0.0, 0.0, 0.0, 0.0, 0.0, 0.0, 0.0, 0.0, 0.0, 0.0, 0.0, 0.0, 0.0, 0.0, 0.0, 0.0, 0.0, 0.0, 0.0, 0.0, 0.0, 0.0, 0.0, 0.0, 0.0, 0.0, 0.0, 0.0, 0.0, 0.0, 0.0, 0.0, 0.0, 0.0, 0.0, 0.0, 0.0, 0.0, 0.0, 0.0, 0.0, 0.0, 0.0, 0.0, 0.0, 0.0, 0.0, 0.0, 0.0, 0.0, 0.0, 0.0, 0.0, 0.0, 0.0, 0.0, 0.0, 0.0, 0.0, 0.0, 0.0, 0.0, 0.0, 0.0, 0.0, 0.0, 0.0, 0.0, 0.0, 0.0, 0.0, 0.0, 0.0, 0.0, 0.0, 0.0, 0.0, 0.0, 0.0, 0.0, 0.0, 0.0, 0.0, 0.0, 0.0, 0.0, 0.0, 0.0, 0.0, 0.0, 0.0, 0.0, 0.0, 0.0, 0.0, 0.0, 0.0, 0.0, 0.0, 0.0, 0.0, 0.0, 0.0, 0.0, 0.0, 0.0, 0.0, 0.0, 0.0, 0.0, 0.0, 0.0, 0.0, 0.0, 0.0, 0.0, 0.0, 0.0, 0.0, 0.0, 0.0, 0.0, 0.0, 0.0, 0.0, 0.0, 0.0, 0.0, 0.0, 0.0, 0.0, 0.0, 0.0, 0.0, 0.0, 0.0, 0.0, 0.0, 0.0, 0.0, 0.0, 0.0, 0.0, 0.0, 0.0, 0.0, 0.0, 0.0, 0.0, 0.0, 0.0, 0.0, 0.0, 0.0, 0.0, 0.0, 0.0, 0.0, 0.0, 0.0, 0.0, 0.0, 0.0, 0.0, 0.0, 0.0, 0.0, 0.0, 0.0, 0.0, 0.0, 0.0, 0.0, 0.0, 0.0, 0.0, 0.0, 0.0, 0.0, 0.0, 0.0, 0.0, 0.0, 0.0, 0.0, 0.0, 0.0, 0.0, 0.0, 0.0, 0.0, 0.0, 0.0, 0.0, 0.0, 0.0, 0.0, 0.0, 0.0, 0.0, 0.0, 0.0, 0.0, 0.0, 0.0, 0.0, 0.0, 0.0, 0.0, 0.0, 0.0, 0.0, 0.0, 0.0, 0.0, 0.0, 0.0, 0.0, 0.0, 0.0, 0.0, 0.0, 0.0, 0.0, 0.0, 0.0, 0.0, 0.0, 0.0, 0.0, 0.0, 0.0, 0.0, 0.0, 0.0, 0.0, 0.0, 0.0, 0.0, 0.0, 0.0, 0.0, 0.0, 0.0, 0.0, 0.0, 0.0, 0.0, 0.0, 0.0, 0.0, 0.0, 0.0, 0.0, 0.0, 0.0, 0.0, 0.0, 0.0, 0.0, 0.0, 0.0, 0.0, 0.0, 0.0, 0.0, 0.0, 0.0, 0.0, 0.0, 0.0, 0.0, 0.0, 0.0, 0.0, 0.0, 0.0, 0.0, 0.0, 0.0, 0.0, 0.0, 0.0, 0.0, 0.0, 0.0, 0.0, 0.0, 0.0, 0.0, 0.0, 0.0, 0.0, 0.0, 0.0, 0.0, 0.0, 0.0, 0.0, 0.0, 0.0, 0.0, 0.0, 0.0, 0.0, 0.0, 0.0, 0.0, 0.0, 0.0, 0.0, 0.0, 0.0, 0.0, 0.0, 0.0, 0.0, 0.0, 0.0, 0.0, 0.0, 0.0, 0.0, 0.0, 0.0, 0.0, 0.0, 0.0, 0.0, 0.0, 0.0, 0.0, 0.0, 0.0, 0.0, 0.0, 0.0, 0.0, 0.0, 0.0, 0.0, 0.0, 0.0, 0.0, 0.0, 0.0, 0.0, 0.0, 0.0, 0.0, 0.0, 0.0, 0.0, 0.0, 0.0, 0.0, 0.0, 0.0, 0.0, 0.0, 0.0, 0.0, 0.0, 0.0, 0.0, 0.0, 0.0, 0.0, 0.0, 0.0, 0.0, 0.0, 0.0, 0.0, 0.0, 0.0, 0.0, 0.0, 0.0, 0.0, 0.0, 0.0, 0.0, 0.0, 0.0, 0.0, 0.0, 0.0, 0.0, 0.0, 0.0, 0.0, 0.0, 0.0, 0.0, 0.0, 0.0, 0.0, 0.0, 0.0, 0.0, 0.0, 0.0, 0.0, 0.0, 0.0, 0.0, 0.0, 0.0, 0.0, 0.0, 0.0, 0.0, 0.0, 0.0, 0.0, 0.0, 0.0, 0.0, 0.0, 0.0, 0.0, 0.0, 0.0, 0.0, 0.0, 0.0, 0.0, 0.0, 0.0, 0.0, 0.0, 0.0, 0.0, 0.0, 0.0, 0.0, 0.0, 0.0, 0.0, 0.0, 0.0, 0.0, 0.0, 0.0, 0.0, 0.0, 0.0, 0.0, 0.0, 0.0, 0.0, 0.0, 0.0, 0.0, 0.0, 0.0, 0.0, 0.0, 0.0, 0.0, 0.0, 0.0, 0.0, 0.0, 0.0, 0.0, 0.0, 0.0, 0.0, 0.0, 0.0, 0.0, 0.0, 0.0, 0.0, 0.0, 0.0, 0.0, 0.0, 0.0, 0.0, 0.0, 0.0, 0.0, 0.0, 0.0, 0.0, 0.0, 0.0, 0.0, 0.0, 0.0, 0.0, 0.0, 0.0, 0.0, 0.0, 0.0, 0.0, 0.0, 0.0, 0.0, 0.0, 0.0, 0.0, 0.0, 0.0, 0.0, 0.0, 0.0, 0.0, 0.0, 0.0, 0.0, 0.0, 0.0, 0.0, 0.0, 0.0, 0.0, 0.0, 0.0, 0.0, 0.0, 0.0, 0.0, 0.0, 0.0, 0.0, 0.0, 0.0, 0.0, 0.0, 0.0, 0.0, 0.0, 0.0, 0.0, 0.0, 0.0, 0.0, 0.0, 0.0, 0.0, 0.0, 0.0, 0.0, 0.0, 0.0, 0.0, 0.0, 0.0, 0.0, 0.0, 0.0, 0.0, 0.0, 0.0, 0.0, 0.0, 0.0, 0.0, 0.0, 0.0, 0.0, 0.0, 0.0, 0.0, 0.0, 0.0, 0.0, 0.0, 0.0, 0.0, 0.0, 0.0, 0.0, 0.0, 0.0, 0.0, 0.0, 0.0, 0.0, 0.0, 0.0, 0.0, 0.0, 0.0, 0.0, 0.0, 0.0, 0.0, 0.0, 0.0, 0.0, 0.0, 0.0, 0.0, 0.0, 0.0, 0.0, 0.0, 0.0, 0.0, 0.0, 0.0, 0.0, 0.0, 0.0, 0.0, 0.0, 0.0, 0.0, 0.0, 0.0, 0.0, 0.0, 0.0, 0.0, 0.0, 0.0, 0.0, 0.0, 0
| ur_yearzero_usage_peaks | (234.676, 173.422, 172.007, 191.434, 198.295, 236.469, 274.231, 260.336, 226.751, 185.123, 156.2, 184.05)
FuelCell
GridLimits | enable_interconnection_limit | 0.0
| grid_curtailment | (1e+38, 1e+38, 1e+38, 1e+38, 1e+38, 1e+38, 1e+38, 1e+38, 1e+38, 1e+38, 1e+38, 1e+38, 1e+38, 1e+38, 1e+38, 1e+38, 1e+38, 1e+38, 1e+38, 1e+38, 1e+38, 1e+38, 1e+38, 1e+38, 1e+38, 1e+38, 1e+38, 1e+38, 1e+38, 1e+38, 1e+38, 1e+38, 1e+38, 1e+38, 1e+38, 1e+38, 1e+38, 1e+38, 1e+38, 1e+38, 1e+38, 1e+38, 1e+38, 1e+38, 1e+38, 1e+38, 1e+38, 1e+38, 1e+38, 1e+38, 1e+38, 1e+38, 1e+38, 1e+38, 1e+38, 1e+38, 1e+38, 1e+38, 1e+38, 1e+38, 1e+38, 1e+38, 1e+38, 1e+38, 1e+38, 1e+38, 1e+38, 1e+38, 1e+38, 1e+38, 1e+38, 1e+38, 1e+38, 1e+38, 1e+38, 1e+38, 1e+38, 1e+38, 1e+38, 1e+38, 1e+38, 1e+38, 1e+38, 1e+38, 1e+38, 1e+38, 1e+38, 1e+38, 1e+38, 1e+38, 1e+38, 1e+38, 1e+38, 1e+38, 1e+38, 1e+38, 1e+38, 1e+38, 1e+38, 1e+38, 1e+38, 1e+38, 1e+38, 1e+38, 1e+38, 1e+38, 1e+38, 1e+38, 1e+38, 1e+38, 1e+38, 1e+38, 1e+38, 1e+38, 1e+38, 1e+38, 1e+38, 1e+38, 1e+38, 1e+38, 1e+38, 1e+38, 1e+38, 1e+38, 1e+38, 1e+38, 1e+38, 1e+38, 1e+38, 1e+38, 1e+38, 1e+38, 1e+38, 1e+38, 1e+38, 1e+38, 1e+38, 1e+38, 1e+38, 1e+38, 1e+38, 1e+38, 1e+38, 1e+38, 1e+38, 1e+38, 1e+38, 1e+38, 1e+38, 1e+38, 1e+38, 1e+38, 1e+38, 1e+38, 1e+38, 1e+38, 1e+38, 1e+38, 1e+38, 1e+38, 1e+38, 1e+38, 1e+38, 1e+38, 1e+38, 1e+38, 1e+38, 1e+38, 1e+38, 1e+38, 1e+38, 1e+38, 1e+38, 1e+38, 1e+38, 1e+38, 1e+38, 1e+38, 1e+38, 1e+38, 1e+38, 1e+38, 1e+38, 1e+38, 1e+38, 1e+38, 1e+38, 1e+38, 1e+38, 1e+38, 1e+38, 1e+38, 1e+38, 1e+38, 1e+38, 1e+38, 1e+38, 1e+38, 1e+38, 1e+38, 1e+38, 1e+38, 1e+38, 1e+38, 1e+38, 1e+38, 1e+38, 1e+38, 1e+38, 1e+38, 1e+38, 1e+38, 1e+38, 1e+38, 1e+38, 1e+38, 1e+38, 1e+38, 1e+38, 1e+38, 1e+38, 1e+38, 1e+38, 1e+38, 1e+38, 1e+38, 1e+38, 1e+38, 1e+38, 1e+38, 1e+38, 1e+38, 1e+38, 1e+38, 1e+38, 1e+38, 1e+38, 1e+38, 1e+38, 1e+38, 1e+38, 1e+38, 1e+38, 1e+38, 1e+38, 1e+38, 1e+38, 1e+38, 1e+38, 1e+38, 1e+38, 1e+38, 1e+38, 1e+38, 1e+38, 1e+38, 1e+38, 1e+38, 1e+38, 1e+38, 1e+38, 1e+38, 1e+38, 1e+38, 1e+38, 1e+38, 1e+38, 1e+38, 1e+38, 1e+38, 1e+38, 1e+38, 1e+38, 1e+38, 1e+38, 1e+38, 1e+38, 1e+38, 1e+38, 1e+38, 1e+38, 1e+38, 1e+38, 1e+38, 1e+38, 1e+38, 1e+38, 1e+38, 1e+38, 1e+38, 1e+38, 1e+38, 1e+38, 1e+38, 1e+38, 1e+38, 1e+38, 1e+38, 1e+38, 1e+38, 1e+38, 1e+38, 1e+38, 1e+38, 1e+38, 1e+38, 1e+38, 1e+38, 1e+38, 1e+38, 1e+38, 1e+38, 1e+38, 1e+38, 1e+38, 1e+38, 1e+38, 1e+38, 1e+38, 1e+38, 1e+38, 1e+38, 1e+38, 1e+38, 1e+38, 1e+38, 1e+38, 1e+38, 1e+38, 1e+38, 1e+38, 1e+38, 1e+38, 1e+38, 1e+38, 1e+38, 1e+38, 1e+38, 1e+38, 1e+38, 1e+38, 1e+38, 1e+38, 1e+38, 1e+38, 1e+38, 1e+38, 1e+38, 1e+38, 1e+38, 1e+38, 1e+38, 1e+38, 1e+38, 1e+38, 1e+38, 1e+38, 1e+38, 1e+38, 1e+38, 1e+38, 1e+38, 1e+38, 1e+38, 1e+38, 1e+38, 1e+38, 1e+38, 1e+38, 1e+38, 1e+38, 1e+38, 1e+38, 1e+38, 1e+38, 1e+38, 1e+38, 1e+38, 1e+38, 1e+38, 1e+38, 1e+38, 1e+38, 1e+38, 1e+38, 1e+38, 1e+38, 1e+38, 1e+38, 1e+38, 1e+38, 1e+38, 1e+38, 1e+38, 1e+38, 1e+38, 1e+38, 1e+38, 1e+38, 1e+38, 1e+38, 1e+38, 1e+38, 1e+38, 1e+38, 1e+38, 1e+38, 1e+38, 1e+38, 1e+38, 1e+38, 1e+38, 1e+38, 1e+38, 1e+38, 1e+38, 1e+38, 1e+38, 1e+38, 1e+38, 1e+38, 1e+38, 1e+38, 1e+38, 1e+38, 1e+38, 1e+38, 1e+38, 1e+38, 1e+38, 1e+38, 1e+38, 1e+38, 1e+38, 1e+38, 1e+38, 1e+38, 1e+38, 1e+38, 1e+38, 1e+38, 1e+38, 1e+38, 1e+38, 1e+38, 1e+38, 1e+38, 1e+38, 1e+38, 1e+38, 1e+38, 1e+38, 1e+38, 1e+38, 1e+38, 1e+38, 1e+38, 1e+38, 1e+38, 1e+38, 1e+38, 1e+38, 1e+38, 1e+38, 1e+38, 1e+38, 1e+38, 1e+38, 1e+38, 1e+38, 1e+38, 1e+38, 1e+38, 1e+38, 1e+38, 1e+38, 1e+38, 1e+38, 1e+38, 1e+38, 1e+38, 1e+38, 1e+38, 1e+38, 1e+38, 1e+38, 1e+38, 1e+38, 1e+38, 1e+38, 1e+38, 1e+38, 1e+38, 1e+38, 1e+38, 1e+38, 1e+38, 1e+38, 1e+38, 1e+38, 1e+38, 1e+38, 1e+38, 1e+38, 1e+38, 1e+38, 1e+38, 1e+38, 1e+38, 1e+38, 1e+38, 1e+38, 1e+38, 1e+38, 1e+38, 1e+38, 1e+38, 1e+38, 1e+38, 1e+38, 1e+38, 1e+38, 1e+38, 1e+38, 1e+38, 1e+38, 1e+38, 1e+38, 1e+38, 1e+38, 1e+38, 1e+38, 1e+38, 1e+38, 1e+38, 1e+38, 1e+38, 1e+38, 1e+38, 1e+38, 1e+38, 1e+38, 1e+38, 1e+38, 1e+38, 1e+38, 1e+38, 1e+38, 1e+38, 1e+38, 1e+38, 1e+38, 1e+38, 1e+38, 1e+38, 1e+38, 1e+38, 1e+38, 1e+38, 1e+38, 1e+38, 1e+38, 1e+38, 1e+38, 1e+38, 1e+38, 1e+38, 1e+38, 1e+38, 1e+38, 1e+38, 1e+38, 1e+38, 1e+38, 1e+38, 1e+38, 1e+38, 1e+38, 1e+38, 1e+38, 1e+38, 1e+38, 1e+38, 1e+38, 1e+38, 1e+38, 1e+38, 1e+38, 1e+38, 1e+38, 1e+38, 1e+38, 1e+38, 1e+38, 1e+38, 1e+38, 1e+38, 1e+38, 1e+38, 1e+38, 1e+38, 1e+38, 1e+38, 1e+38, 1e+38, 1e+38, 1e+38, 1e+38, 1e+38, 1e+38, 1e+38, 1e+38, 1e+38, 1e+38, 1e+38, 1e+38, 1e+38, 1e+38, 1e+38, 1e+38, 1e+38, 1e+38, 1e+38, 1e+38, 1e+38, 1e+38, 1e+38, 1e+38, 1e+38, 1e+38, 1e+38, 1e+38, 1e+38, 1e+38, 1e+38, 1e+38, 1e+38, 1e+38, 1e+38, 1e+38, 1e+38, 1e+38, 1e+38, 1e+38, 1e+38, 1e+38, 1e+38, 1e+38, 1e+38, 1e+38, 1e+38, 1e+38, 1e+38, 1e+38, 1e+38, 1e+38, 1e+38, 1e+38, 1e+38, 1e+38, 1e+38, 1e+38, 1e+38, 1e+38, 1e+38, 1e+38, 1e+38, 1e+38, 1e+38, 1e+38, 1e+38, 1e+38, 1e+38, 1e+38, 1e+38, 1e+38, 1e+38, 1e+38, 1e+38, 1e+38, 1e+38, 1e+38, 1e+38, 1e+38, 1e+38, 1e+38, 1e+38, 1e+38, 1e+38, 1e+38, 1e+38, 1e+38, 1e+38, 1e+38, 1e+38, 1e+38, 1e+38, 1e+38, 1e+38, 1e+38, 1e+38, 1e+38, 1e+38, 1e+38, 1e+38, 1e+38, 1e+38, 1e+38, 1e+38, 1e+38, 1e+38, 1e+38, 1e+38, 1e+38, 1e+38, 1e+38, 1e+38, 1e+38, 1e+38, 1e+38, 1e+38, 1e+38, 1e+38, 1e+38, 1e+38, 1e+38, 1e+38, 1e+38, 1e+38, 1e+38, 1e+38, 1e+38, 1e+38, 1e+38, 1e+38, 1e+38, 1e+38, 1e+38, 1e+38, 1e+38, 1e+38, 1e+38, 1e+38, 1e+38, 1e+38, 1e+38, 1e+38, 1e+38, 1e+38, 1e+38, 1e+38, 1e+38, 1e+38, 1e+38, 1e+38, 1e+38, 1e+38, 1e+38, 1e+38, 1e+38, 1e+38, 1e+38, 1e+38, 1e+38, 1e+38, 1e+38, 1e+38, 1e+38, 1e+38, 1e+38, 1e+38, 1e+38, 1e+38, 1e+38, 1e+38, 1e+38, 1e+38, 1e+38, 1e+38, 1e+38, 1e+38, 1e+38, 1e+38, 1e+38, 1e+38, 1e+38, 1e+38, 1e+38, 1e+38, 1e+38, 1e+38, 1e+38, 1e+38, 1e+38, 1e+38, 1e+38, 1e+38, 1e+38, 1e+38, 1e+38, 1e+38, 1e+38, 1e+38, 1e+38, 1e+38, 1e+38, 1e+38, 1e+38, 1e+38, 1e+38, 1e+38, 1e+38, 1e+38, 1e+38, 1e+38, 1e+38, 1e+38, 1e+38, 1e+38, 1e+38, 1e+38, 1e+38, 1e+38, 1e+38, 1e+38, 1e+38, 1e+38, 1e+38, 1e+38, 1e+38, 1e+38, 1e+38, 1e+38, 1e+38, 1e+38, 1e+38, 1e+38, 1e+38, 1e+38, 1e+38, 1e+38, 1e+38, 1e+38, 1e+38, 1e+38, 1e+38, 1e+38, 1e+38, 1e+38, 1e+38, 1e+38, 1e+38, 1e+38, 1e+38, 1e+38, 1e+38, 1e+38, 1e+38, 1e+38, 1e+38, 1e+38, 1e+38, 1e+38, 1e+38, 1e+38, 1e+38, 1e+38, 1e+38, 1e+38, 1e+38, 1e+38, 1e+38, 1e+38, 1e+38, 1e+38, 1e+38, 1e+38, 1e+38, 1e+38, 1e+38, 1e+38, 1e+38, 1e+38, 1e+38, 1e+38, 1e+38, 1e+38, 1e+38, 1e+38, 1e+38, 1e+38, 1e+38, 1e+38, 1e+38, 1e+38, 1e+38, 1e+38, 1e+38, 1e+38, 1e+38, 1e+38, 1e+38, 1e+38, 1e+38, 1e+38, 1e+38, 1e+38, 1e+38, 1e+38, 1e+38, 1e+38, 1e+38, 1e+38, 1e+38, 1e+38, 1e+38, 1e+38, 1e+38, 1e+38, 1e+38, 1e+38, 1e+38, 1e+38, 1e+38, 1e+38, 1e+38, 1e+38, 1e+38, 1e+38, 1e+38, 1e+38, 1e+38, 1e+38, 1e+38, 1e+38, 1e+38, 1e+38, 1e+38, 1e+38, 1e+38, 1e+38, 1e+38, 1e+38, 1e+38, 1e+38, 1e+38, 1e+38, 1e+38, 1e+38, 1e+38, 1e+38, 1e+38, 1e+38, 1e+38, 1e+38, 1e+38, 1e+38, 1e+38, 1e+38, 1e+38, 1e+38, 1e+38, 1e+38, 1e+38, 1e+38, 1e+38, 1e+38, 1e+38, 1e+38, 1e+38, 1e+38, 1e+38, 1e+38, 1e+38, 1e+38, 1e+38, 1e+38, 1e+38, 1e+38, 1e+38, 1e+38, 1e+38, 1e+38, 1e+38, 1e+38, 1e+38, 1e+38, 1e+38, 1e+38, 1e+38, 1e+38, 1e+38, 1e+38, 1e+38, 1e+38, 1e+38, 1e+38, 1e+38, 1e+38, 1e+38, 1e+38, 1e+38, 1e+38, 1e+38, 1e+38, 1e+38, 1e+38, 1e+38, 1e+38, 1e+38, 1e+38, 1e+38, 1e+38, 1e+38, 1e+38, 1e+38, 1e+38, 1e+38, 1e+38, 1e+38, 1e+38, 1e+38, 1e+38, 1e+38, 1e+38, 1e+38, 1e+38, 1e+38, 1e+38, 1e+38, 1e+38, 1e+38, 1e+38, 1e+38, 1e+38, 1e+38, 1e+38, 1e+38, 1e+38, 1e+38, 1e+38, 1e+38, 1e+38, 1e+38, 1e+38, 1e+38, 1e+38, 1e+38, 1e+38, 1e+38, 1e+38, 1e+38, 1e+38, 1e+38, 1e+38, 1e+38, 1e+38, 1e+38, 1e+38, 1e+38, 1e+38, 1e+38, 1e+38, 1e+38, 1e+38, 1e+38, 1e+38, 1e+38, 1e+38, 1e+38, 1e+38, 1e+38, 1e+38, 1e+38, 1e+38, 1e+38, 1e+38, 1e+38, 1e+38, 1e+38, 1e+38, 1e+38, 1e+38, 1e+38, 1e+38, 1e+38, 1e+38, 1e+38, 1e+38, 1e+38, 1e+38, 1e+38, 1e+38, 1e+38, 1e+38, 1e+38, 1e+38, 1e+38, 1e+38, 1e+38, 1e+38, 1e+38, 1e+38, 1e+38, 1e+38, 1e+38, 1e+38, 1e+38, 1e+38, 1e+38, 1e+38, 1e+38, 1e+38, 1e+38, 1e+38, 1e+38, 1e+38, 1e+38, 1e+38, 1e+38, 1e+38, 1e+38, 1e+38, 1e+38, 1e+38, 1e+38, 1e+38, 1e+38, 1e+38, 1e+38, 1e+38, 1e+38, 1e+38, 1e+38, 1e+38, 1e+38, 1e+38, 1e+38, 1e+38, 1e+38, 1e+38, 1e+38, 1e+38, 1e+38, 1e+38, 1e+38, 1e+38, 1e+38, 1e+38, 1e+38, 1e+38, 1e+38, 1e+38, 1e+38, 1e+38, 1e+38, 1e+38, 1e+38, 1e+38, 1e+38, 1e+38, 1e+38, 1e+38, 1e+38, 1e+38, 1e+38, 1e+38, 1e+38, 1e+38, 1e+38, 1e+38, 1e+38, 1e+38, 1e+38, 1e+38, 1e+38, 1e+38, 1e+38, 1e+38, 1e+38, 1e+38, 1e+38, 1e+38, 1e+38, 1e+38, 1e+38, 1e+38, 1e+38, 1e+38, 1e+38, 1e+38, 1e+38, 1e+38, 1e+38, 1e+38, 1e+38, 1e+38, 1e+38, 1e+38, 1e+38, 1e+38, 1e+38, 1e+38, 1e+38, 1e+38, 1e+38, 1e+38, 1e+38, 1e+38, 1e+38, 1e+38, 1e+38, 1e+38, 1e+38, 1e+38, 1e+38, 1e+38, 1e+38, 1e+38, 1e+38, 1e+38, 1e+38, 1e+38, 1e+38, 1e+38, 1e+38, 1e+38, 1e+38, 1e+38, 1e+38, 1e+38, 1e+38, 1e+38, 1e+38, 1e+38, 1e+38, 1e+38, 1e+38, 1e+38, 1e+38, 1e+38, 1e+38, 1e+38, 1e+38, 1e+38, 1e+38, 1e+38, 1e+38, 1e+38, 1e+38, 1e+38, 1e+38, 1e+38, 1e+38, 1e+38, 1e+38, 1e+38, 1e+38, 1e+38, 1e+38, 1e+38, 1e+38, 1e+38, 1e+38, 1e+38, 1e+38, 1e+38, 1e+38, 1e+38, 1e+38, 1e+38, 1e+38, 1e+38, 1e+38, 1e+38, 1e+38, 1e+38, 1e+38, 1e+38, 1e+38, 1e+38, 1e+38, 1e+38, 1e+38, 1e+38, 1e+38, 1e+38, 1e+38, 1e+38, 1e+38, 1e+38, 1e+38, 1e+38, 1e+38, 1e+38, 1e+38, 1e+38, 1e+38, 1e+38, 1e+38, 1e+38, 1e+38, 1e+38, 1e+38, 1e+38, 1e+38, 1e+38, 1e+38, 1e+38, 1e+38, 1e+38, 1e+38, 1e+38, 1e+38, 1e+38, 1e+38, 1e+38, 1e+38, 1e+38, 1e+38, 1e+38, 1e+38, 1e+38, 1e+38, 1e+38, 1e+38, 1e+38, 1e+38, 1e+38, 1e+38, 1e+38, 1e+38, 1e+38, 1e+38, 1e+38, 1e+38, 1e+38, 1e+38, 1e+38, 1e+38, 1e+38, 1e+38, 1e+38, 1e+38, 1e+38, 1e+38, 1e+38, 1e+38, 1e+38, 1e+38, 1e+38, 1e+38, 1e+38, 1e+38, 1e+38, 1e+38, 1e+38, 1e+38, 1e+38, 1e+38, 1e+38, 1e+38, 1e+38, 1e+38, 1e+38, 1e+38, 1e+38, 1e+38, 1e+38, 1e+38, 1e+38, 1e+38, 1e+38, 1e+38, 1e+38, 1e+38, 1e+38, 1e+38, 1e+38, 1e+38, 1e+38, 1e+38, 1e+38, 1e+38, 1e+38, 1e+38, 1e+38, 1e+38, 1e+38, 1e+38, 1e+38, 1e+38, 1e+38, 1e+38, 1e+38, 1e+38, 1e+38, 1e+38, 1e+38, 1e+38, 1e+38, 1e+38, 1e+38, 1e+38, 1e+38, 1e+38, 1e+38, 1e+38, 1e+38, 1e+38, 1e+38, 1e+38, 1e+38, 1e+38, 1e+38, 1e+38, 1e+38, 1e+38, 1e+38, 1e+38, 1e+38, 1e+38, 1e+38, 1e+38, 1e+38, 1e+38, 1e+38, 1e+38, 1e+38, 1e+38, 1e+38, 1e+38, 1e+38, 1e+38, 1e+38, 1e+38, 1e+38, 1e+38, 1e+38, 1e+38, 1e+38, 1e+38, 1e+38, 1e+38, 1e+38, 1e+38, 1e+38, 1e+38, 1e+38, 1e+38, 1e+38, 1e+38, 1e+38, 1e+38, 1e+38, 1e+38, 1e+38, 1e+38, 1e+38, 1e+38, 1e+38, 1e+38, 1e+38, 1e+38, 1e+38, 1e+38, 1e+38, 1e+38, 1e+38, 1e+38, 1e+38, 1e+38, 1e+38, 1e+38, 1e+38, 1e+38, 1e+38, 1e+38, 1e+38, 1e+38, 1e+38, 1e+38, 1e+38, 1e+38, 1e+38, 1e+38, 1e+38, 1e+38, 1e+38, 1e+38, 1e+38, 1e+38, 1e+38, 1e+38, 1e+38, 1e+38, 1e+38, 1e+38, 1e+38, 1e+38, 1e+38, 1e+38, 1e+38, 1e+38, 1e+38, 1e+38, 1e+38, 1e+38, 1e+38, 1e+38, 1e+38, 1e+38, 1e+38, 1e+38, 1e+38, 1e+38, 1e+38, 1e+38, 1e+38, 1e+38, 1e+38, 1e+38, 1e+38, 1e+38, 1e+38, 1e+38, 1e+38, 1e+38, 1e+38, 1e+38, 1e+38, 1e+38, 1e+38, 1e+38, 1e+38, 1e+38, 1e+38, 1e+38, 1e+38, 1e+38, 1e+38, 1e+38, 1e+38, 1e+38, 1e+38, 1e+38, 1e+38, 1e+38, 1e+38, 1e+38, 1e+38, 1e+38, 1e+38, 1e+38, 1e+38, 1e+38, 1e+38, 1e+38, 1e+38, 1e+38, 1e+38, 1e+38, 1e+38, 1e+38, 1e+38, 1e+38, 1e+38, 1e+38, 1e+38, 1e+38, 1e+38, 1e+38, 1e+38, 1e+38, 1e+38, 1e+38, 1e+38, 1e+38, 1e+38, 1e+38, 1e+38, 1e+38, 1e+38, 1e+38, 1e+38, 1e+38, 1e+38, 1e+38, 1e+38, 1e+38, 1e+38, 1e+38, 1e+38, 1e+38, 1e+38, 1e+38, 1e+38, 1e+38, 1e+38, 1e+38, 1e+38, 1e+38, 1e+38, 1e+38, 1e+38, 1e+38, 1e+38, 1e+38, 1e+38, 1e+38, 1e+38, 1e+38, 1e+38, 1e+38, 1e+38, 1e+38, 1e+38, 1e+38, 1e+38, 1e+38, 1e+38, 1e+38, 1e+38, 1e+38, 1e+38, 1e+38, 1e+38, 1e+38, 1e+38, 1e+38, 1e+38, 1e+38, 1e+38, 1e+38, 1e+38, 1e+38, 1e+38, 1e+38, 1e+38, 1e+38, 1e+38, 1e+38, 1e+38, 1e+38, 1e+38, 1e+38, 1e+38, 1e+38, 1e+38, 1e+38, 1e+38, 1e+38, 1e+38, 1e+38, 1e+38, 1e+38, 1e+38, 1e+38, 1e+38, 1e+38, 1e+38, 1e+38, 1e+38, 1e+38, 1e+38, 1e+38, 1e+38, 1e+38, 1e+38, 1e+38, 1e+38, 1e+38, 1e+38, 1e+38, 1e+38, 1e+38, 1e+38, 1e+38, 1e+38, 1e+38, 1e+38, 1e+38, 1e+38, 1e+38, 1e+38, 1e+38, 1e+38, 1e+38, 1e+38, 1e+38, 1e+38, 1e+38, 1e+38, 1e+38, 1e+38, 1e+38, 1e+38, 1e+38, 1e+38, 1e+38, 1e+38, 1e+38, 1e+38, 1e+38, 1e+38, 1e+38, 1e+38, 1e+38, 1e+38, 1e+38, 1e+38, 1e+38, 1e+38, 1e+38, 1e+38, 1e+38, 1e+38, 1e+38, 1e+38, 1e+38, 1e+38, 1e+38, 1e+38, 1e+38, 1e+38, 1e+38, 1e+38, 1e+38, 1e+38, 1e+38, 1e+38, 1e+38, 1e+38, 1e+38, 1e+38, 1e+38, 1e+38, 1e+38, 1e+38, 1e+38, 1e+38, 1e+38, 1e+38, 1e+38, 1e+38, 1e+38, 1e+38, 1e+38, 1e+38, 1e+38, 1e+38, 1e+38, 1e+38, 1e+38, 1e+38, 1e+38, 1e+38, 1e+38, 1e+38, 1e+38, 1e+38, 1e+38, 1e+38, 1e+38, 1e+38, 1e+38, 1e+38, 1e+38, 1e+38, 1e+38, 1e+38, 1e+38, 1e+38, 1e+38, 1e+38, 1e+38, 1e+38, 1e+38, 1e+38, 1e+38, 1e+38, 1e+38, 1e+38, 1e+38, 1e+38, 1e+38, 1e+38, 1e+38, 1e+38, 1e+38, 1e+38, 1e+38, 1e+38, 1e+38, 1e+38, 1e+38, 1e+38, 1e+38, 1e+38, 1e+38, 1e+38, 1e+38, 1e+38, 1e+38, 1e+38, 1e+38, 1e+38, 1e+38, 1e+38, 1e+38, 1e+38, 1e+38, 1e+38, 1e+38, 1e+38, 1e+38, 1e+38, 1e+38, 1e+38, 1e+38, 1e+38, 1e+38, 1e+38, 1e+38, 1e+38, 1e+38, 1e+38, 1e+38, 1e+38, 1e+38, 1e+38, 1e+38, 1e+38, 1e+38, 1e+38, 1e+38, 1e+38, 1e+38, 1e+38, 1e+38, 1e+38, 1e+38, 1e+38, 1e+38, 1e+38, 1e+38, 1e+38, 1e+38, 1e+38, 1e+38, 1e+38, 1e+38, 1e+38, 1e+38, 1e+38, 1e+38, 1e+38, 1e+38, 1e+38, 1e+38, 1e+38, 1e+38, 1e+38, 1e+38, 1e+38, 1e+38, 1e+38, 1e+38, 1e+38, 1e+38, 1e+38, 1e+38, 1e+38, 1e+38, 1e+38, 1e+38, 1e+38, 1e+38, 1e+38, 1e+38, 1e+38, 1e+38, 1e+38, 1e+38, 1e+38, 1e+38, 1e+38, 1e+38, 1e+38, 1e+38, 1e+38, 1e+38, 1e+38, 1e+38, 1e+38, 1e+38, 1e+38, 1e+38, 1e+38, 1e+38, 1e+38, 1e+38, 1e+38, 1e+38, 1e+38, 1e+38, 1e+38, 1e+38, 1e+38, 1e+38, 1e+38, 1e+38, 1e+38, 1e+38, 1e+38, 1e+38, 1e+38, 1e+38, 1e+38, 1e+38, 1e+38, 1e+38, 1e+38, 1e+38, 1e+38, 1e+38, 1e+38, 1e+38, 1e+38, 1e+38, 1e+38, 1e+38, 1e+38, 1e+38, 1e+38, 1e+38, 1e+38, 1e+38, 1e+38, 1e+38, 1e+38, 1e+38, 1e+38, 1e+38, 1e+38, 1e+38, 1e+38, 1e+38, 1e+38, 1e+38, 1e+38, 1e+38, 1e+38, 1e+38, 1e+38, 1e+38, 1e+38, 1e+38, 1e+38, 1e+38, 1e+38, 1e+38, 1e+38, 1e+38, 1e+38, 1e+38, 1e+38, 1e+38, 1e+38, 1e+38, 1e+38, 1e+38, 1e+38, 1e+38, 1e+38, 1e+38, 1e+38, 1e+38, 1e+38, 1e+38, 1e+38, 1e+38, 1e+38, 1e+38, 1e+38, 1e+38, 1e+38, 1e+38, 1e+38, 1e+38, 1e+38, 1e+38, 1e+38, 1e+38, 1e+38, 1e+38, 1e+38, 1e+38, 1e+38, 1e+38, 1e+38, 1e+38, 1e+38, 1e+38, 1e+38, 1e+38, 1e+38, 1e+38, 1e+38, 1e+38, 1e+38, 1e+38, 1e+38, 1e+38, 1e+38, 1e+38, 1e+38, 1e+38, 1e+38, 1e+38, 1e+38, 1e+38, 1e+38, 1e+38, 1e+38, 1e+38, 1e+38, 1e+38, 1e+38, 1e+38, 1e+38, 1e+38, 1e+38, 1e+38, 1e+38, 1e+38, 1e+38, 1e+38, 1e+38, 1e+38, 1e+38, 1e+38, 1e+38, 1e+38, 1e+38, 1e+38, 1e+38, 1e+38, 1e+38, 1e+38, 1e+38, 1e+38, 1e+38, 1e+38, 1e+38, 1e+38, 1e+38, 1e+38, 1e+38, 1e+38, 1e+38, 1e+38, 1e+38, 1e+38, 1e+38, 1e+38, 1e+38, 1e+38, 1e+38, 1e+38, 1e+38, 1e+38, 1e+38, 1e+38, 1e+38, 1e+38, 1e+38, 1e+38, 1e+38, 1e+38, 1e+38, 1e+38, 1e+38, 1e+38, 1e+38, 1e+38, 1e+38, 1e+38, 1e+38, 1e+38, 1e+38, 1e+38, 1e+38, 1e+38, 1e+38, 1e+38, 1e+38, 1e+38, 1e+38, 1e+38, 1e+38, 1e+38, 1e+38, 1e+38, 1e+38, 1e+38, 1e+38, 1e+38, 1e+38, 1e+38, 1e+38, 1e+38, 1e+38, 1e+38, 1e+38, 1e+38, 1e+38, 1e+38, 1e+38, 1e+38, 1e+38, 1e+38, 1e+38, 1e+38, 1e+38, 1e+38, 1e+38, 1e+38, 1e+38, 1e+38, 1e+38, 1e+38, 1e+38, 1e+38, 1e+38, 1e+38, 1e+38, 1e+38, 1e+38, 1e+38, 1e+38, 1e+38, 1e+38, 1e+38, 1e+38, 1e+38, 1e+38, 1e+38, 1e+38, 1e+38, 1e+38, 1e+38, 1e+38, 1e+38, 1e+38, 1e+38, 1e+38, 1e+38, 1e+38, 1e+38, 1e+38, 1e+38, 1e+38, 1e+38, 1e+38, 1e+38, 1e+38, 1e+38, 1e+38, 1e+38, 1e+38, 1e+38, 1e+38, 1e+38, 1e+38, 1e+38, 1e+38, 1e+38, 1e+38, 1e+38, 1e+38, 1e+38, 1e+38, 1e+38, 1e+38, 1e+38, 1e+38, 1e+38, 1e+38, 1e+38, 1e+38, 1e+38, 1e+38, 1e+38, 1e+38, 1e+38, 1e+38, 1e+38, 1e+38, 1e+38, 1e+38, 1e+38, 1e+38, 1e+38, 1e+38, 1e+38, 1e+38, 1e+38, 1e+38, 1e+38, 1e+38, 1e+38, 1e+38, 1e+38, 1e+38, 1e+38, 1e+38, 1e+38, 1e+38, 1e+38, 1e+38, 1e+38, 1e+38, 1e+38, 1e+38, 1e+38, 1e+38, 1e+38, 1e+38, 1e+38, 1e+38, 1e+38, 1e+38, 1e+38, 1e+38, 1e+38, 1e+38, 1e+38, 1e+38, 1e+38, 1e+38, 1e+38, 1e+38, 1e+38, 1e+38, 1e+38, 1e+38, 1e+38, 1e+38, 1e+38, 1e+38, 1e+38, 1e+38, 1e+38, 1e+38, 1e+38, 1e+38, 1e+38, 1e+38, 1e+38, 1e+38, 1e+38, 1e+38, 1e+38, 1e+38, 1e+38, 1e+38, 1e+38, 1e+38, 1e+38, 1e+38, 1e+38, 1e+38, 1e+38, 1e+38, 1e+38, 1e+38, 1e+38, 1e+38, 1e+38, 1e+38, 1e+38, 1e+38, 1e+38, 1e+38, 1e+38, 1e+38, 1e+38, 1e+38, 1e+38, 1e+38, 1e+38, 1e+38, 1e+38, 1e+38, 1e+38, 1e+38, 1e+38, 1e+38, 1e+38, 1e+38, 1e+38, 1e+38, 1e+38, 1e+38, 1e+38, 1e+38, 1e+38, 1e+38, 1e+38, 1e+38, 1e+38, 1e+38, 1e+38, 1e+38, 1e+38, 1e+38, 1e+38, 1e+38, 1e+38, 1e+38, 1e+38, 1e+38, 1e+38, 1e+38, 1e+38, 1e+38, 1e+38, 1e+38, 1e+38, 1e+38, 1e+38, 1e+38, 1e+38, 1e+38, 1e+38, 1e+38, 1e+38, 1e+38, 1e+38, 1e+38, 1e+38, 1e+38, 1e+38, 1e+38, 1e+38, 1e+38, 1e+38, 1e+38, 1e+38, 1e+38, 1e+38, 1e+38, 1e+38, 1e+38, 1e+38, 1e+38, 1e+38, 1e+38, 1e+38, 1e+38, 1e+38, 1e+38, 1e+38, 1e+38, 1e+38, 1e+38, 1e+38, 1e+38, 1e+38, 1e+38, 1e+38, 1e+38, 1e+38, 1e+38, 1e+38, 1e+38, 1e+38, 1e+38, 1e+38, 1e+38, 1e+38, 1e+38, 1e+38, 1e+38, 1e+38, 1e+38, 1e+38, 1e+38, 1e+38, 1e+38, 1e+38, 1e+38, 1e+38, 1e+38, 1e+38, 1e+38, 1e+38, 1e+38, 1e+38, 1e+38, 1e+38, 1e+38, 1e+38, 1e+38, 1e+38, 1e+38, 1e+38, 1e+38, 1e+38, 1e+38, 1e+38, 1e+38, 1e+38, 1e+38, 1e+38, 1e+38, 1e+38, 1e+38, 1e+38, 1e+38, 1e+38, 1e+38, 1e+38, 1e+38, 1e+38, 1e+38, 1e+38, 1e+38, 1e+38, 1e+38, 1e+38, 1e+38, 1e+38, 1e+38, 1e+38, 1e+38, 1e+38, 1e+38, 1e+38, 1e+38, 1e+38, 1e+38, 1e+38, 1e+38, 1e+38, 1e+38, 1e+38, 1e+38, 1e+38, 1e+38, 1e+38, 1e+38, 1e+38, 1e+38, 1e+38, 1e+38, 1e+38, 1e+38, 1e+38, 1e+38, 1e+38, 1e+38, 1e+38, 1e+38, 1e+38, 1e+38, 1e+38, 1e+38, 1e+38, 1e+38, 1e+38, 1e+38, 1e+38, 1e+38, 1e+38, 1e+38, 1e+38, 1e+38, 1e+38, 1e+38, 1e+38, 1e+38, 1e+38, 1e+38, 1e+38, 1e+38, 1e+38, 1e+38, 1e+38, 1e+38, 1e+38, 1e+38, 1e+38, 1e+38, 1e+38, 1e+38, 1e+38, 1e+38, 1e+38, 1e+38, 1e+38, 1e+38, 1e+38, 1e+38, 1e+38, 1e+38, 1e+38, 1e+38, 1e+38, 1e+38, 1e+38, 1e+38, 1e+38, 1e+38, 1e+38, 1e+38, 1e+38, 1e+38, 1e+38, 1e+38, 1e+38, 1e+38, 1e+38, 1e+38, 1e+38, 1e+38, 1e+38, 1e+38, 1e+38, 1e+38, 1e+38, 1e+38, 1e+38, 1e+38, 1e+38, 1e+38, 1e+38, 1e+38, 1e+38, 1e+38, 1e+38, 1e+38, 1e+38, 1e+38, 1e+38, 1e+38, 1e+38, 1e+38, 1e+38, 1e+38, 1e+38, 1e+38, 1e+38, 1e+38, 1e+38, 1e+38, 1e+38, 1e+38, 1e+38, 1e+38, 1e+38, 1e+38, 1e+38, 1e+38, 1e+38, 1e+38, 1e+38, 1e+38, 1e+38, 1e+38, 1e+38, 1e+38, 1e+38, 1e+38, 1e+38, 1e+38, 1e+38, 1e+38, 1e+38, 1e+38, 1e+38, 1e+38, 1e+38, 1e+38, 1e+38, 1e+38, 1e+38, 1e+38, 1e+38, 1e+38, 1e+38, 1e+38, 1e+38, 1e+38, 1e+38, 1e+38, 1e+38, 1e+38, 1e+38, 1e+38, 1e+38, 1e+38, 1e+38, 1e+38, 1e+38, 1e+38, 1e+38, 1e+38, 1e+38, 1e+38, 1e+38, 1e+38, 1e+38, 1e+38, 1e+38, 1e+38, 1e+38, 1e+38, 1e+38, 1e+38, 1e+38, 1e+38, 1e+38, 1e+38, 1e+38, 1e+38, 1e+38, 1e+38, 1e+38, 1e+38, 1e+38, 1e+38, 1e+38, 1e+38, 1e+38, 1e+38, 1e+38, 1e+38, 1e+38, 1e+38, 1e+38, 1e+38, 1e+38, 1e+38, 1e+38, 1e+38, 1e+38, 1e+38, 1e+38, 1e+38, 1e+38, 1e+38, 1e+38, 1e+38, 1e+38, 1e+38, 1e+38, 1e+38, 1e+38, 1e+38, 1e+38, 1e+38, 1e+38, 1e+38, 1e+38, 1e+38, 1e+38, 1e+38, 1e+38, 1e+38, 1e+38, 1e+38, 1e+38, 1e+38, 1e+38, 1e+38, 1e+38, 1e+38, 1e+38, 1e+38, 1e+38, 1e+38, 1e+38, 1e+38, 1e+38, 1e+38, 1e+38, 1e+38, 1e+38, 1e+38, 1e+38, 1e+38, 1e+38, 1e+38, 1e+38, 1e+38, 1e+38, 1e+38, 1e+38, 1e+38, 1e+38, 1e+38, 1e+38, 1e+38, 1e+38, 1e+38, 1e+38, 1e+38, 1e+38, 1e+38, 1e+38, 1e+38, 1e+38, 1e+38, 1e+38, 1e+38, 1e+38, 1e+38, 1e+38, 1e+38, 1e+38, 1e+38, 1e+38, 1e+38, 1e+38, 1e+38, 1e+38, 1e+38, 1e+38, 1e+38, 1e+38, 1e+38, 1e+38, 1e+38, 1e+38, 1e+38, 1e+38, 1e+38, 1e+38, 1e+38, 1e+38, 1e+38, 1e+38, 1e+38, 1e+38, 1e+38, 1e+38, 1e+38, 1e+38, 1e+38, 1e+38, 1e+38, 1e+38, 1e+38, 1e+38, 1e+38, 1e+38, 1e+38, 1e+38, 1e+38, 1e+38, 1e+38, 1e+38, 1e+38, 1e+38, 1e+38, 1e+38, 1e+38, 1e+38, 1e+38, 1e+38, 1e+38, 1e+38, 1e+38, 1e+38, 1e+38, 1e+38, 1e+38, 1e+38, 1e+38, 1e+38, 1e+38, 1e+38, 1e+38, 1e+38, 1e+38, 1e+38, 1e+38, 1e+38, 1e+38, 1e+38, 1e+38, 1e+38, 1e+38, 1e+38, 1e+38, 1e+38, 1e+38, 1e+38, 1e+38, 1e+38, 1e+38, 1e+38, 1e+38, 1e+38, 1e+38, 1e+38, 1e+38, 1e+38, 1e+38, 1e+38, 1e+38, 1e+38, 1e+38, 1e+38, 1e+38, 1e+38, 1e+38, 1e+38, 1e+38, 1e+38, 1e+38, 1e+38, 1e+38, 1e+38, 1e+38, 1e+38, 1e+38, 1e+38, 1e+38, 1e+38, 1e+38, 1e+38, 1e+38, 1e+38, 1e+38, 1e+38, 1e+38, 1e+38, 1e+38, 1e+38, 1e+38, 1e+38, 1e+38, 1e+38, 1e+38, 1e+38, 1e+38, 1e+38, 1e+38, 1e+38, 1e+38, 1e+38, 1e+38, 1e+38, 1e+38, 1e+38, 1e+38, 1e+38, 1e+38, 1e+38, 1e+38, 1e+38, 1e+38, 1e+38, 1e+38, 1e+38, 1e+38, 1e+38, 1e+38, 1e+38, 1e+38, 1e+38, 1e+38, 1e+38, 1e+38, 1e+38, 1e+38, 1e+38, 1e+38, 1e+38, 1e+38, 1e+38, 1e+38, 1e+38, 1e+38, 1e+38, 1e+38, 1e+38, 1e+38, 1e+38, 1e+38, 1e+38, 1e+38, 1e+38, 1e+38, 1e+38, 1e+38, 1e+38, 1e+38, 1e+38, 1e+38, 1e+38, 1e+38, 1e+38, 1e+38, 1e+38, 1e+38, 1e+38, 1e+38, 1e+38, 1e+38, 1e+38, 1e+38, 1e+38, 1e+38, 1e+38, 1e+38, 1e+38, 1e+38, 1e+38, 1e+38, 1e+38, 1e+38, 1e+38, 1e+38, 1e+38, 1e+38, 1e+38, 1e+38, 1e+38, 1e+38, 1e+38, 1e+38, 1e+38, 1e+38, 1e+38, 1e+38, 1e+38, 1e+38, 1e+38, 1e+38, 1e+38, 1e+38, 1e+38, 1e+38, 1e+38, 1e+38, 1e+38, 1e+38, 1e+38, 1e+38, 1e+38, 1e+38, 1e+38, 1e+38, 1e+38, 1e+38, 1e+38, 1e+38, 1e+38, 1e+38, 1e+38, 1e+38, 1e+38, 1e+38, 1e+38, 1e+38, 1e+38, 1e+38, 1e+38, 1e+38, 1e+38, 1e+38, 1e+38, 1e+38, 1e+38, 1e+38, 1e+38, 1e+38, 1e+38, 1e+38, 1e+38, 1e+38, 1e+38, 1e+38, 1e+38, 1e+38, 1e+38, 1e+38, 1e+38, 1e+38, 1e+38, 1e+38, 1e+38, 1e+38, 1e+38, 1e+38, 1e+38, 1e+38, 1e+38, 1e+38, 1e+38, 1e+38, 1e+38, 1e+38, 1e+38, 1e+38, 1e+38, 1e+38, 1e+38, 1e+38, 1e+38, 1e+38, 1e+38, 1e+38, 1e+38, 1e+38, 1e+38, 1e+38, 1e+38, 1e+38, 1e+38, 1e+38, 1e+38, 1e+38, 1e+38, 1e+38, 1e+38, 1e+38, 1e+38, 1e+38, 1e+38, 1e+38, 1e+38, 1e+38, 1e+38, 1e+38, 1e+38, 1e+38, 1e+38, 1e+38, 1e+38, 1e+38, 1e+38, 1e+38, 1e+38, 1e+38, 1e+38, 1e+38, 1e+38, 1e+38, 1e+38, 1e+38, 1e+38, 1e+38, 1e+38, 1e+38, 1e+38, 1e+38, 1e+38, 1e+38, 1e+38, 1e+38, 1e+38, 1e+38, 1e+38, 1e+38, 1e+38, 1e+38, 1e+38, 1e+38, 1e+38, 1e+38, 1e+38, 1e+38, 1e+38, 1e+38, 1e+38, 1e+38, 1e+38, 1e+38, 1e+38, 1e+38, 1e+38, 1e+38, 1e+38, 1e+38, 1e+38, 1e+38, 1e+38, 1e+38, 1e+38, 1e+38, 1e+38, 1e+38, 1e+38, 1e+38, 1e+38, 1e+38, 1e+38, 1e+38, 1e+38, 1e+38, 1e+38, 1e+38, 1e+38, 1e+38, 1e+38, 1e+38, 1e+38, 1e+38, 1e+38, 1e+38, 1e+38, 1e+38, 1e+38, 1e+38, 1e+38, 1e+38, 1e+38, 1e+38, 1e+38, 1e+38, 1e+38, 1e+38, 1e+38, 1e+38, 1e+38, 1e+38, 1e+38, 1e+38, 1e+38, 1e+38, 1e+38, 1e+38, 1e+38, 1e+38, 1e+38, 1e+38, 1e+38, 1e+38, 1e+38, 1e+38, 1e+38, 1e+38, 1e+38, 1e+38, 1e+38, 1e+38, 1e+38, 1e+38, 1e+38, 1e+38, 1e+38, 1e+38, 1e+38, 1e+38, 1e+38, 1e+38, 1e+38, 1e+38, 1e+38, 1e+38, 1e+38, 1e+38, 1e+38, 1e+38, 1e+38, 1e+38, 1e+38, 1e+38, 1e+38, 1e+38, 1e+38, 1e+38, 1e+38, 1e+38, 1e+38, 1e+38, 1e+38, 1e+38, 1e+38, 1e+38, 1e+38, 1e+38, 1e+38, 1e+38, 1e+38, 1e+38, 1e+38, 1e+38, 1e+38, 1e+38, 1e+38, 1e+38, 1e+38, 1e+38, 1e+38, 1e+38, 1e+38, 1e+38, 1e+38, 1e+38, 1e+38, 1e+38, 1e+38, 1e+38, 1e+38, 1e+38, 1e+38, 1e+38, 1e+38, 1e+38, 1e+38, 1e+38, 1e+38, 1e+38, 1e+38, 1e+38, 1e+38, 1e+38, 1e+38, 1e+38, 1e+38, 1e+38, 1e+38, 1e+38, 1e+38, 1e+38, 1e+38, 1e+38, 1e+38, 1e+38, 1e+38, 1e+38, 1e+38, 1e+38, 1e+38, 1e+38, 1e+38, 1e+38, 1e+38, 1e+38, 1e+38, 1e+38, 1e+38, 1e+38, 1e+38, 1e+38, 1e+38, 1e+38, 1e+38, 1e+38, 1e+38, 1e+38, 1e+38, 1e+38, 1e+38, 1e+38, 1e+38, 1e+38, 1e+38, 1e+38, 1e+38, 1e+38, 1e+38, 1e+38, 1e+38, 1e+38, 1e+38, 1e+38, 1e+38, 1e+38, 1e+38, 1e+38, 1e+38, 1e+38, 1e+38, 1e+38, 1e+38, 1e+38, 1e+38, 1e+38, 1e+38, 1e+38, 1e+38, 1e+38, 1e+38, 1e+38, 1e+38, 1e+38, 1e+38, 1e+38, 1e+38, 1e+38, 1e+38, 1e+38, 1e+38, 1e+38, 1e+38, 1e+38, 1e+38, 1e+38, 1e+38, 1e+38, 1e+38, 1e+38, 1e+38, 1e+38, 1e+38, 1e+38, 1e+38, 1e+38, 1e+38, 1e+38, 1e+38, 1e+38, 1e+38, 1e+38, 1e+38, 1e+38, 1e+38, 1e+38, 1e+38, 1e+38, 1e+38, 1e+38, 1e+38, 1e+38, 1e+38, 1e+38, 1e+38, 1e+38, 1e+38, 1e+38, 1e+38, 1e+38, 1e+38, 1e+38, 1e+38, 1e+38, 1e+38, 1e+38, 1e+38, 1e+38, 1e+38, 1e+38, 1e+38, 1e+38, 1e+38, 1e+38, 1e+38, 1e+38, 1e+38, 1e+38, 1e+38, 1e+38, 1e+38, 1e+38, 1e+38, 1e+38, 1e+38, 1e+38, 1e+38, 1e+38, 1e+38, 1e+38, 1e+38, 1e+38, 1e+38, 1e+38, 1e+38, 1e+38, 1e+38, 1e+38, 1e+38, 1e+38, 1e+38, 1e+38, 1e+38, 1e+38, 1e+38, 1e+38, 1e+38, 1e+38, 1e+38, 1e+38, 1e+38, 1e+38, 1e+38, 1e+38, 1e+38, 1e+38, 1e+38, 1e+38, 1e+38, 1e+38, 1e+38, 1e+38, 1e+38, 1e+38, 1e+38, 1e+38, 1e+38, 1e+38, 1e+38, 1e+38, 1e+38, 1e+38, 1e+38, 1e+38, 1e+38, 1e+38, 1e+38, 1e+38, 1e+38, 1e+38, 1e+38, 1e+38, 1e+38, 1e+38, 1e+38, 1e+38, 1e+38, 1e+38, 1e+38, 1e+38, 1e+38, 1e+38, 1e+38, 1e+38, 1e+38, 1e+38, 1e+38, 1e+38, 1e+38, 1e+38, 1e+38, 1e+38, 1e+38, 1e+38, 1e+38, 1e+38, 1e+38, 1e+38, 1e+38, 1e+38, 1e+38, 1e+38, 1e+38, 1e+38, 1e+38, 1e+38, 1e+38, 1e+38, 1e+38, 1e+38, 1e+38, 1e+38, 1e+38, 1e+38, 1e+38, 1e+38, 1e+38, 1e+38, 1e+38, 1e+38, 1e+38, 1e+38, 1e+38, 1e+38, 1e+38, 1e+38, 1e+38, 1e+38, 1e+38, 1e+38, 1e+38, 1e+38, 1e+38, 1e+38, 1e+38, 1e+38, 1e+38, 1e+38, 1e+38, 1e+38, 1e+38, 1e+38, 1e+38, 1e+38, 1e+38, 1e+38, 1e+38, 1e+38, 1e+38, 1e+38, 1e+38, 1e+38, 1e+38, 1e+38, 1e+38, 1e+38, 1e+38, 1e+38, 1e+38, 1e+38, 1e+38, 1e+38, 1e+38, 1e+38, 1e+38, 1e+38, 1e+38, 1e+38, 1e+38, 1e+38, 1e+38, 1e+38, 1e+38, 1e+38, 1e+38, 1e+38, 1e+38, 1e+38, 1e+38, 1e+38, 1e+38, 1e+38, 1e+38, 1e+38, 1e+38, 1e+38, 1e+38, 1e+38, 1e+38, 1e+38, 1e+38, 1e+38, 1e+38, 1e+38, 1e+38, 1e+38, 1e+38, 1e+38, 1e+38, 1e+38, 1e+38, 1e+38, 1e+38, 1e+38, 1e+38, 1e+38, 1e+38, 1e+38, 1e+38, 1e+38, 1e+38, 1e+38, 1e+38, 1e+38, 1e+38, 1e+38, 1e+38, 1e+38, 1e+38, 1e+38, 1e+38, 1e+38, 1e+38, 1e+38, 1e+38, 1e+38, 1e+38, 1e+38, 1e+38, 1e+38, 1e+38, 1e+38, 1e+38, 1e+38, 1e+38, 1e+38, 1e+38, 1e+38, 1e+38, 1e+38, 1e+38, 1e+38, 1e+38, 1e+38, 1e+38, 1e+38, 1e+38, 1e+38, 1e+38, 1e+38, 1e+38, 1e+38, 1e+38, 1e+38, 1e+38, 1e+38, 1e+38, 1e+38, 1e+38, 1e+38, 1e+38, 1e+38, 1e+38, 1e+38, 1e+38, 1e+38, 1e+38, 1e+38, 1e+38, 1e+38, 1e+38, 1e+38, 1e+38, 1e+38, 1e+38, 1e+38, 1e+38, 1e+38, 1e+38, 1e+38, 1e+38, 1e+38, 1e+38, 1e+38, 1e+38, 1e+38, 1e+38, 1e+38, 1e+38, 1e+38, 1e+38, 1e+38, 1e+38, 1e+38, 1e+38, 1e+38, 1e+38, 1e+38, 1e+38, 1e+38, 1e+38, 1e+38, 1e+38, 1e+38, 1e+38, 1e+38, 1e+38, 1e+38, 1e+38, 1e+38, 1e+38, 1e+38, 1e+38, 1e+38, 1e+38, 1e+38, 1e+38, 1e+38, 1e+38, 1e+38, 1e+38, 1e+38, 1e+38, 1e+38, 1e+38, 1e+38, 1e+38, 1e+38, 1e+38, 1e+38, 1e+38, 1e+38, 1e+38, 1e+38, 1e+38, 1e+38, 1e+38, 1e+38, 1e+38, 1e+38, 1e+38, 1e+38, 1e+38, 1e+38, 1e+38, 1e+38, 1e+38, 1e+38, 1e+38, 1e+38, 1e+38, 1e+38, 1e+38, 1e+38, 1e+38, 1e+38, 1e+38, 1e+38, 1e+38, 1e+38, 1e+38, 1e+38, 1e+38, 1e+38, 1e+38, 1e+38, 1e+38, 1e+38, 1e+38, 1e+38, 1e+38, 1e+38, 1e+38, 1e+38, 1e+38, 1e+38, 1e+38, 1e+38, 1e+38, 1e+38, 1e+38, 1e+38, 1e+38, 1e+38, 1e+38, 1e+38, 1e+38, 1e+38, 1e+38, 1e+38, 1e+38, 1e+38, 1e+38, 1e+38, 1e+38, 1e+38, 1e+38, 1e+38, 1e+38, 1e+38, 1e+38, 1e+38, 1e+38, 1e+38, 1e+38, 1e+38, 1e+38, 1e+38, 1e+38, 1e+38, 1e+38, 1e+38, 1e+38, 1e+38, 1e+38, 1e+38, 1e+38, 1e+38, 1e+38, 1e+38, 1e+38, 1e+38, 1e+38, 1e+38, 1e+38, 1e+38, 1e+38, 1e+38, 1e+38, 1e+38, 1e+38, 1e+38, 1e+38, 1e+38, 1e+38, 1e+38, 1e+38, 1e+38, 1e+38, 1e+38, 1e+38, 1e+38, 1e+38, 1e+38, 1e+38, 1e+38, 1e+38, 1e+38, 1e+38, 1e+38, 1e+38, 1e+38, 1e+38, 1e+38, 1e+38, 1e+38, 1e+38, 1e+38, 1e+38, 1e+38, 1e+38, 1e+38, 1e+38, 1e+38, 1e+38, 1e+38, 1e+38, 1e+38, 1e+38, 1e+38, 1e+38, 1e+38, 1e+38, 1e+38, 1e+38, 1e+38, 1e+38, 1e+38, 1e+38, 1e+38, 1e+38, 1e+38, 1e+38, 1e+38, 1e+38, 1e+38, 1e+38, 1e+38, 1e+38, 1e+38, 1e+38, 1e+38, 1e+38, 1e+38, 1e+38, 1e+38, 1e+38, 1e+38, 1e+38, 1e+38, 1e+38, 1e+38, 1e+38, 1e+38, 1e+38, 1e+38, 1e+38, 1e+38, 1e+38, 1e+38, 1e+38, 1e+38, 1e+38, 1e+38, 1e+38, 1e+38, 1e+38, 1e+38, 1e+38, 1e+38, 1e+38, 1e+38, 1e+38, 1e+38, 1e+38, 1e+38, 1e+38, 1e+38, 1e+38, 1e+38, 1e+38, 1e+38, 1e+38, 1e+38, 1e+38, 1e+38, 1e+38, 1e+38, 1e+38, 1e+38, 1e+38, 1e+38, 1e+38, 1e+38, 1e+38, 1e+38, 1e+38, 1e+38, 1e+38, 1e+38, 1e+38, 1e+38, 1e+38, 1e+38, 1e+38, 1e+38, 1e+38, 1e+38, 1e+38, 1e+38, 1e+38, 1e+38, 1e+38, 1e+38, 1e+38, 1e+38, 1e+38, 1e+38, 1e+38, 1e+38, 1e+38, 1e+38, 1e+38, 1e+38, 1e+38, 1e+38, 1e+38, 1e+38, 1e+38, 1e+38, 1e+38, 1e+38, 1e+38, 1e+38, 1e+38, 1e+38, 1e+38, 1e+38, 1e+38, 1e+38, 1e+38, 1e+38, 1e+38, 1e+38, 1e+38, 1e+38, 1e+38, 1e+38, 1e+38, 1e+38, 1e+38, 1e+38, 1e+38, 1e+38, 1e+38, 1e+38, 1e+38, 1e+38, 1e+38, 1e+38, 1e+38, 1e+38, 1e+38, 1e+38, 1e+38, 1e+38, 1e+38, 1e+38, 1e+38, 1e+38, 1e+38, 1e+38, 1e+38, 1e+38, 1e+38, 1e+38, 1e+38, 1e+38, 1e+38, 1e+38, 1e+38, 1e+38, 1e+38, 1e+38, 1e+38, 1e+38, 1e+38, 1e+38, 1e+38, 1e+38, 1e+38, 1e+38, 1e+38, 1e+38, 1e+38, 1e+38, 1e+38, 1e+38, 1e+38, 1e+38, 1e+38, 1e+38, 1e+38, 1e+38, 1e+38, 1e+38, 1e+38, 1e+38, 1e+38, 1e+38, 1e+38, 1e+38, 1e+38, 1e+38, 1e+38, 1e+38, 1e+38, 1e+38, 1e+38, 1e+38, 1e+38, 1e+38, 1e+38, 1e+38, 1e+38, 1e+38, 1e+38, 1e+38, 1e+38, 1e+38, 1e+38, 1e+38, 1e+38, 1e+38, 1e+38, 1e+38, 1e+38, 1e+38, 1e+38, 1e+38, 1e+38, 1e+38, 1e+38, 1e+38, 1e+38, 1e+38, 1e+38, 1e+38, 1e+38, 1e+38, 1e+38, 1e+38, 1e+38, 1e+38, 1e+38, 1e+38, 1e+38, 1e+38, 1e+38, 1e+38, 1e+38, 1e+38, 1e+38, 1e+38, 1e+38, 1e+38, 1e+38, 1e+38, 1e+38, 1e+38, 1e+38, 1e+38, 1e+38, 1e+38, 1e+38, 1e+38, 1e+38, 1e+38, 1e+38, 1e+38, 1e+38, 1e+38, 1e+38, 1e+38, 1e+38, 1e+38, 1e+38, 1e+38, 1e+38, 1e+38, 1e+38, 1e+38, 1e+38, 1e+38, 1e+38, 1e+38, 1e+38, 1e+38, 1e+38, 1e+38, 1e+38, 1e+38, 1e+38, 1e+38, 1e+38, 1e+38, 1e+38, 1e+38, 1e+38, 1e+38, 1e+38, 1e+38, 1e+38, 1e+38, 1e+38, 1e+38, 1e+38, 1e+38, 1e+38, 1e+38, 1e+38, 1e+38, 1e+38, 1e+38, 1e+38, 1e+38, 1e+38, 1e+38, 1e+38, 1e+38, 1e+38, 1e+38, 1e+38, 1e+38, 1e+38, 1e+38, 1e+38, 1e+38, 1e+38, 1e+38, 1e+38, 1e+38, 1e+38, 1e+38, 1e+38, 1e+38, 1e+38, 1e+38, 1e+38, 1e+38, 1e+38, 1e+38, 1e+38, 1e+38, 1e+38, 1e+38, 1e+38, 1e+38, 1e+38, 1e+38, 1e+38, 1e+38, 1e+38, 1e+38, 1e+38, 1e+38, 1e+38, 1e+38, 1e+38, 1e+38, 1e+38, 1e+38, 1e+38, 1e+38, 1e+38, 1e+38, 1e+38, 1e+38, 1e+38, 1e+38, 1e+38, 1e+38, 1e+38, 1e+38, 1e+38, 1e+38, 1e+38, 1e+38, 1e+38, 1e+38, 1e+38, 1e+38, 1e+38, 1e+38, 1e+38, 1e+38, 1e+38, 1e+38, 1e+38, 1e+38, 1e+38, 1e+38, 1e+38, 1e+38, 1e+38, 1e+38, 1e+38, 1e+38, 1e+38, 1e+38, 1e+38, 1e+38, 1e+38, 1e+38, 1e+38, 1e+38, 1e+38, 1e+38, 1e+38, 1e+38, 1e+38, 1e+38, 1e+38, 1e+38, 1e+38, 1e+38, 1e+38, 1e+38, 1e+38, 1e+38, 1e+38, 1e+38, 1e+38, 1e+38, 1e+38, 1e+38, 1e+38, 1e+38, 1e+38, 1e+38, 1e+38, 1e+38, 1e+38, 1e+38, 1e+38, 1e+38, 1e+38, 1e+38, 1e+38, 1e+38, 1e+38, 1e+38, 1e+38, 1e+38, 1e+38, 1e+38, 1e+38, 1e+38, 1e+38, 1e+38, 1e+38, 1e+38, 1e+38, 1e+38, 1e+38, 1e+38, 1e+38, 1e+38, 1e+38, 1e+38, 1e+38, 1e+38, 1e+38, 1e+38, 1e+38, 1e+38, 1e+38, 1e+38, 1e+38, 1e+38, 1e+38, 1e+38, 1e+38, 1e+38, 1e+38, 1e+38, 1e+38, 1e+38, 1e+38, 1e+38, 1e+38, 1e+38, 1e+38, 1e+38, 1e+38, 1e+38, 1e+38, 1e+38, 1e+38, 1e+38, 1e+38, 1e+38, 1e+38, 1e+38, 1e+38, 1e+38, 1e+38, 1e+38, 1e+38, 1e+38, 1e+38, 1e+38, 1e+38, 1e+38, 1e+38, 1e+38, 1e+38, 1e+38, 1e+38, 1e+38, 1e+38, 1e+38, 1e+38, 1e+38, 1e+38, 1e+38, 1e+38, 1e+38, 1e+38, 1e+38, 1e+38, 1e+38, 1e+38, 1e+38, 1e+38, 1e+38, 1e+38, 1e+38, 1e+38, 1e+38, 1e+38, 1e+38, 1e+38, 1e+38, 1e+38, 1e+38, 1e+38, 1e+38, 1e+38, 1e+38, 1e+38, 1e+38, 1e+38, 1e+38, 1e+38, 1e+38, 1e+38, 1e+38, 1e+38, 1e+38, 1e+38, 1e+38, 1e+38, 1e+38, 1e+38, 1e+38, 1e+38, 1e+38, 1e+38, 1e+38, 1e+38, 1e+38, 1e+38, 1e+38, 1e+38, 1e+38, 1e+38, 1e+38, 1e+38, 1e+38, 1e+38, 1e+38, 1e+38, 1e+38, 1e+38, 1e+38, 1e+38, 1e+38, 1e+38, 1e+38, 1e+38, 1e+38, 1e+38, 1e+38, 1e+38, 1e+38, 1e+38, 1e+38, 1e+38, 1e+38, 1e+38, 1e+38, 1e+38, 1e+38, 1e+38, 1e+38, 1e+38, 1e+38, 1e+38, 1e+38, 1e+38, 1e+38, 1e+38, 1e+38, 1e+38, 1e+38, 1e+38, 1e+38, 1e+38, 1e+38, 1e+38, 1e+38, 1e+38, 1e+38, 1e+38, 1e+38, 1e+38, 1e+38, 1e+38, 1e+38, 1e+38, 1e+38, 1e+38, 1e+38, 1e+38, 1e+38, 1e+38, 1e+38, 1e+38, 1e+38, 1e+38, 1e+38, 1e+38, 1e+38, 1e+38, 1e+38, 1e+38, 1e+38, 1e+38, 1e+38, 1e+38, 1e+38, 1e+38, 1e+38, 1e+38, 1e+38, 1e+38, 1e+38, 1e+38, 1e+38, 1e+38, 1e+38, 1e+38, 1e+38, 1e+38, 1e+38, 1e+38, 1e+38, 1e+38, 1e+38, 1e+38, 1e+38, 1e+38, 1e+38, 1e+38, 1e+38, 1e+38, 1e+38, 1e+38, 1e+38, 1e+38, 1e+38, 1e+38, 1e+38, 1e+38, 1e+38, 1e+38, 1e+38, 1e+38, 1e+38, 1e+38, 1e+38, 1e+38, 1e+38, 1e+38, 1e+38, 1e+38, 1e+38, 1e+38, 1e+38, 1e+38, 1e+38, 1e+38, 1e+38, 1e+38, 1e+38, 1e+38, 1e+38, 1e+38, 1e+38, 1e+38, 1e+38, 1e+38, 1e+38, 1e+38, 1e+38, 1e+38, 1e+38, 1e+38, 1e+38, 1e+38, 1e+38, 1e+38, 1e+38, 1e+38, 1e+38, 1e+38, 1e+38, 1e+38, 1e+38, 1e+38, 1e+38, 1e+38, 1e+38, 1e+38, 1e+38, 1e+38, 1e+38, 1e+38, 1e+38, 1e+38, 1e+38, 1e+38, 1e+38, 1e+38, 1e+38, 1e+38, 1e+38, 1e+38, 1e+38, 1e+38, 1e+38, 1e+38, 1e+38, 1e+38, 1e+38, 1e+38, 1e+38, 1e+38, 1e+38, 1e+38, 1e+38, 1e+38, 1e+38, 1e+38, 1e+38, 1e+38, 1e+38, 1e+38, 1e+38, 1e+38, 1e+38, 1e+38, 1e+38, 1e+38, 1e+38, 1e+38, 1e+38, 1e+38, 1e+38, 1e+38, 1e+38, 1e+38, 1e+38, 1e+38, 1e+38, 1e+38, 1e+38, 1e+38, 1e+38, 1e+38, 1e+38, 1e+38, 1e+38, 1e+38, 1e+38, 1e+38, 1e+38, 1e+38, 1e+38, 1e+38, 1e+38, 1e+38, 1e+38, 1e+38, 1e+38, 1e+38, 1e+38, 1e+38, 1e+38, 1e+38, 1e+38, 1e+38, 1e+38, 1e+38, 1e+38, 1e+38, 1e+38, 1e+38, 1e+38, 1e+38, 1e+38, 1e+38, 1e+38, 1e+38, 1e+38, 1e+38, 1e+38, 1e+38, 1e+38, 1e+38, 1e+38, 1e+38, 1e+38, 1e+38, 1e+38, 1e+38, 1e+38, 1e+38, 1e+38, 1e+38, 1e+38, 1e+38, 1e+38, 1e+38, 1e+38, 1e+38, 1e+38, 1e+38, 1e+38, 1e+38, 1e+38, 1e+38, 1e+38, 1e+38, 1e+38, 1e+38, 1e+38, 1e+38, 1e+38, 1e+38, 1e+38, 1e+38, 1e+38, 1e+38, 1e+38, 1e+38, 1e+38, 1e+38, 1e+38, 1e+38, 1e+38, 1e+38, 1e+38, 1e+38, 1e+38, 1e+38, 1e+38, 1e+38, 1e+38, 1e+38, 1e+38,
| grid_interconnection_limit_kwac | 100000.0
IEC61853SingleDiodeModel | sd11par_AMa0 | 0.9417
| sd11par_AMa1 | 0.06516
| sd11par_AMa2 | -0.02022
| sd11par_AMa3 | 0.00219
| sd11par_AMa4 | -9.1e-05
| sd11par_Egref | 0.737668
| sd11par_Il | 1.18951
| sd11par_Imp0 | 1.05
| sd11par_Io | 2.08522e-09
| sd11par_Isc0 | 1.18
| sd11par_Vmp0 | 64.6
| sd11par_Voc0 | 87.0
| sd11par_alphaIsc | 0.000472001
| sd11par_area | 0.72
| sd11par_c1 | 1930.15
| sd11par_c2 | 474.64
| sd11par_c3 | 1.48746
| sd11par_d1 | 13.5504
| sd11par_d2 | -0.0769735
| sd11par_d3 | 0.237327
| sd11par_glass | 0.0
| sd11par_mounting | 0.0
| sd11par_n | 1.45071
| sd11par_nser | 116.0
| sd11par_standoff | 6.0
| sd11par_tnoct | 44.9
Inverter | inv_cec_cg_eff_cec | 96.6095
| inv_cec_cg_paco | 3800.0
| inv_ds_eff | 96.0
| inv_ds_paco | 4000.0
| inv_num_mppt | 1.0
| inv_pd_eff | 95.0
| inv_pd_paco | 4000.0
| inv_snl_eff_cec | 98.2284
| inv_snl_paco | 59860.0
| inverter_count | 7.0
| inverter_model | 0.0
| mppt_hi_inverter | 800.0
| mppt_low_inverter | 570.0
InverterCECCoefficientGenerator | inv_cec_cg_c0 | -3e-06
| inv_cec_cg_c1 | -5.1e-05
| inv_cec_cg_c2 | 0.000984
| inv_cec_cg_c3 | -0.001508
| inv_cec_cg_paco | 3800.0
| inv_cec_cg_pdco | 3928.11
| inv_cec_cg_pnt | 0.99
| inv_cec_cg_psco | 19.4484
| inv_cec_cg_vdcmax | 600.0
| inv_cec_cg_vdco | 398.497
| inv_tdc_cec_cg | ((800.0, 28.0, -0.02, 56.0, 0.0), (600.0, 52.0, -0.0375, 60.0, 0.0), (390.0, 38.0, -0.0125, 50.0, -0.025))
InverterCECDatabase | inv_snl_c0 | -2.06147e-07
| inv_snl_c1 | 2.7e-05
| inv_snl_c2 | 0.002606
| inv_snl_c3 | 0.000501
| inv_snl_paco | 59860.0
| inv_snl_pdco | 61130.8
| inv_snl_pnt | 17.958
| inv_snl_pso | 97.214
| inv_snl_vdcmax | 800.0
| inv_snl_vdco | 630.0
| inv_tdc_cec_db | ((800.0, 28.0, -0.02, 56.0, 0.0), (600.0, 52.0, -0.0375, 60.0, 0.0), (390.0, 38.0, -0.0125, 50.0, -0.025))
InverterDatasheet | inv_ds_eff | 96.0
| inv_ds_paco | 4000.0
| inv_ds_pnt | 1.0
| inv_ds_pso | 0.0
| inv_ds_vdcmax | 600.0
| inv_ds_vdco | 310.0
| inv_tdc_ds | ((800.0, 28.0, -0.02, 56.0, 0.0), (600.0, 52.0, -0.0375, 60.0, 0.0), (390.0, 38.0, -0.0125, 50.0, -0.025))
InverterMermoudLejeuneModel
InverterPartLoadCurve | inv_pd_efficiency | (0.0, 0.0, 34.42, 55.2, 65.59, 71.82, 75.97, 78.94, 81.17, 82.9, 84.28, 85.42, 86.36, 87.16, 87.84, 88.44, 88.95, 89.41, 89.82, 90.18, 90.51, 90.81, 91.08, 91.32, 91.55, 91.75, 91.95, 92.12, 92.29, 92.44, 92.58, 92.72, 92.84, 92.96, 93.07, 93.17, 93.27, 93.37, 93.45, 93.54, 93.62, 93.69, 93.76, 93.83, 93.9, 93.96, 94.02, 94.08, 94.13, 94.18, 94.23, 94.28, 94.33, 94.37, 94.42, 94.46, 94.5, 94.54, 94.57, 94.61, 94.64, 94.68, 94.71, 94.74, 94.77, 94.8, 94.83, 94.86, 94.89, 94.91, 94.94, 94.96, 94.98, 95.01, 95.03, 95.05, 95.07, 95.09, 95.11, 95.13, 95.15, 95.17, 95.19, 95.21, 95.23, 95.24, 95.26, 95.28, 95.29, 95.31, 95.32, 95.34, 95.35, 95.36, 95.38, 95.39, 95.4, 95.42, 95.43, 95.44, 95.45, 95.47, 95.48, 95.49, 95.5, 95.51, 95.52, 95.53, 95.54, 95.55, 95.56, 95.57, 95.58, 95.59, 95.6, 95.61, 95.62, 95.63, 95.64, 95.64, 95.65, 95.66, 95.67, 95.68, 95.68, 95.69, 95.7, 95.71, 95.71, 95.72, 95.73, 95.73, 95.74, 95.75, 95.75, 95.76, 95.77, 95.77, 95.78, 95.78, 95.79, 95.8, 95.8, 95.81, 95.81, 95.82, 95.82, 95.83, 95.83, 95.84, 95.84, 95.85, 95.85, 95.86, 95.86, 95.87, 95.87, 95.88, 95.88, 95.89, 95.89, 95.89, 95.9, 95.9, 95.91, 95.91, 95.91, 95.92, 95.92, 95.93, 95.93, 95.93, 95.94, 95.94, 95.94, 95.95, 95.95, 95.96, 95.96, 95.96, 95.97, 95.97, 95.97, 95.98, 95.98, 95.98, 95.98, 95.99, 95.99, 95.99, 96.0, 96.0, 96.0, 96.01, 96.01, 96.01, 96.01, 96.02, 96.02, 96.02, 96.02, 96.03, 96.03, 96.03, 96.03, 96.04, 96.04, 96.04, 96.04, 96.05, 96.05, 96.05, 96.05, 96.06, 96.06, 96.06, 96.06, 96.06, 96.07, 96.07, 96.07, 96.07, 96.07, 96.08, 96.08, 96.08, 96.08, 96.08, 96.09, 96.09, 96.09, 96.09, 96.09, 96.09, 96.1, 96.1, 96.1, 96.1, 96.1, 96.1, 96.11, 96.11, 96.11, 96.11, 96.11, 96.11, 96.12, 96.12, 96.12, 96.12, 96.12)
| inv_pd_paco | 4000.0
| inv_pd_partload | (0.0, 0.404, 0.808, 1.212, 1.616, 2.02, 2.424, 2.828, 3.232, 3.636, 4.04, 4.444, 4.848, 5.252, 5.656, 6.06, 6.464, 6.868, 7.272, 7.676, 8.08, 8.484, 8.888, 9.292, 9.696, 10.1, 10.504, 10.908, 11.312, 11.716, 12.12, 12.524, 12.928, 13.332, 13.736, 14.14, 14.544, 14.948, 15.352, 15.756, 16.16, 16.564, 16.968, 17.372, 17.776, 18.18, 18.584, 18.988, 19.392, 19.796, 20.2, 20.604, 21.008, 21.412, 21.816, 22.22, 22.624, 23.028, 23.432, 23.836, 24.24, 24.644, 25.048, 25.452, 25.856, 26.26, 26.664, 27.068, 27.472, 27.876, 28.28, 28.684, 29.088, 29.492, 29.896, 30.3, 30.704, 31.108, 31.512, 31.916, 32.32, 32.724, 33.128, 33.532, 33.936, 34.34, 34.744, 35.148, 35.552, 35.956, 36.36, 36.764, 37.168, 37.572, 37.976, 38.38, 38.784, 39.188, 39.592, 39.996, 40.4, 40.804, 41.208, 41.612, 42.016, 42.42, 42.824, 43.228, 43.632, 44.036, 44.44, 44.844, 45.248, 45.652, 46.056, 46.46, 46.864, 47.268, 47.672, 48.076, 48.48, 48.884, 49.288, 49.692, 50.096, 50.5, 50.904, 51.308, 51.712, 52.116, 52.52, 52.924, 53.328, 53.732, 54.136, 54.54, 54.944, 55.348, 55.752, 56.156, 56.56, 56.964, 57.368, 57.772, 58.176, 58.58, 58.984, 59.388, 59.792, 60.196, 60.6, 61.004, 61.408, 61.812, 62.216, 62.62, 63.024, 63.428, 63.832, 64.236, 64.64, 65.044, 65.448, 65.852, 66.256, 66.66, 67.064, 67.468, 67.872, 68.276, 68.68, 69.084, 69.488, 69.892, 70.296, 70.7, 71.104, 71.508, 71.912, 72.316, 72.72, 73.124, 73.528, 73.932, 74.336, 74.74, 75.144, 75.548, 75.952, 76.356, 76.76, 77.164, 77.568, 77.972, 78.376, 78.78, 79.184, 79.588, 79.992, 80.396, 80.8, 81.204, 81.608, 82.012, 82.416, 82.82, 83.224, 83.628, 84.032, 84.436, 84.84, 85.244, 85.648, 86.052, 86.456, 86.86, 87.264, 87.668, 88.072, 88.476, 88.88, 89.284, 89.688, 90.092, 90.496, 90.9, 91.304, 91.708, 92.112, 92.516, 92.92, 93.324, 93.728, 94.132, 94.536, 94.94, 95.344, 95.748, 96.152, 96.556, 96.96, 97.364, 97.768, 98.172, 98.576, 98.98, 99.384, 99.788, 100.192, 100.596, 101.0)
| inv_pd_pdco | 4210.53
| inv_pd_pnt | 0.0
| inv_pd_vdcmax | 600.0
| inv_pd_vdco | 310.0
| inv_tdc_plc | ((800.0, 28.0, -0.02, 56.0, 0.0), (600.0, 52.0, -0.0375, 60.0, 0.0), (390.0, 38.0, -0.0125, 50.0, -0.025))
Layout | module_aspect_ratio | 1.7
| subarray1_mod_orient | 0.0
| subarray1_nmodx | 48.0
| subarray1_nmody | 2.0
| subarray2_mod_orient | 0.0
| subarray2_nmodx | 9.0
| subarray2_nmody | 2.0
| subarray3_mod_orient | 0.0
| subarray3_nmodx | 9.0
| subarray3_nmody | 2.0
| subarray4_mod_orient | 0.0
| subarray4_nmodx | 9.0
| subarray4_nmody | 2.0
Lifetime | ac_lifetime_losses | (0.0, 0.0, 0.0, 0.0, 0.0, 0.0, 0.0, 0.0, 0.0, 0.0, 0.0, 0.0, 0.0, 0.0, 0.0, 0.0, 0.0, 0.0, 0.0, 0.0, 0.0, 0.0, 0.0, 0.0, 0.0, 0.0, 0.0, 0.0, 0.0, 0.0, 0.0, 0.0, 0.0, 0.0, 0.0, 0.0, 0.0, 0.0, 0.0, 0.0, 0.0, 0.0, 0.0, 0.0, 0.0, 0.0, 0.0, 0.0, 0.0, 0.0, 0.0, 0.0, 0.0, 0.0, 0.0, 0.0, 0.0, 0.0, 0.0, 0.0, 0.0, 0.0, 0.0, 0.0, 0.0, 0.0, 0.0, 0.0, 0.0, 0.0, 0.0, 0.0, 0.0, 0.0, 0.0, 0.0, 0.0, 0.0, 0.0, 0.0, 0.0, 0.0, 0.0, 0.0, 0.0, 0.0, 0.0, 0.0, 0.0, 0.0, 0.0, 0.0, 0.0, 0.0, 0.0, 0.0, 0.0, 0.0, 0.0, 0.0, 0.0, 0.0, 0.0, 0.0, 0.0, 0.0, 0.0, 0.0, 0.0, 0.0, 0.0, 0.0, 0.0, 0.0, 0.0, 0.0, 0.0, 0.0, 0.0, 0.0, 0.0, 0.0, 0.0, 0.0, 0.0, 0.0, 0.0, 0.0, 0.0, 0.0, 0.0, 0.0, 0.0, 0.0, 0.0, 0.0, 0.0, 0.0, 0.0, 0.0, 0.0, 0.0, 0.0, 0.0, 0.0, 0.0, 0.0, 0.0, 0.0, 0.0, 0.0, 0.0, 0.0, 0.0, 0.0, 0.0, 0.0, 0.0, 0.0, 0.0, 0.0, 0.0, 0.0, 0.0, 0.0, 0.0, 0.0, 0.0, 0.0, 0.0, 0.0, 0.0, 0.0, 0.0, 0.0, 0.0, 0.0, 0.0, 0.0, 0.0, 0.0, 0.0, 0.0, 0.0, 0.0, 0.0, 0.0, 0.0, 0.0, 0.0, 0.0, 0.0, 0.0, 0.0, 0.0, 0.0, 0.0, 0.0, 0.0, 0.0, 0.0, 0.0, 0.0, 0.0, 0.0, 0.0, 0.0, 0.0, 0.0, 0.0, 0.0, 0.0, 0.0, 0.0, 0.0, 0.0, 0.0, 0.0, 0.0, 0.0, 0.0, 0.0, 0.0, 0.0, 0.0, 0.0, 0.0, 0.0, 0.0, 0.0, 0.0, 0.0, 0.0, 0.0, 0.0, 0.0, 0.0, 0.0, 0.0, 0.0, 0.0, 0.0, 0.0, 0.0, 0.0, 0.0, 0.0, 0.0, 0.0, 0.0, 0.0, 0.0, 0.0, 0.0, 0.0, 0.0, 0.0, 0.0, 0.0, 0.0, 0.0, 0.0, 0.0, 0.0, 0.0, 0.0, 0.0, 0.0, 0.0, 0.0, 0.0, 0.0, 0.0, 0.0, 0.0, 0.0, 0.0, 0.0, 0.0, 0.0, 0.0, 0.0, 0.0, 0.0, 0.0, 0.0, 0.0, 0.0, 0.0, 0.0, 0.0, 0.0, 0.0, 0.0, 0.0, 0.0, 0.0, 0.0, 0.0, 0.0, 0.0, 0.0, 0.0, 0.0, 0.0, 0.0, 0.0, 0.0, 0.0, 0.0, 0.0, 0.0, 0.0, 0.0, 0.0, 0.0, 0.0, 0.0, 0.0, 0.0, 0.0, 0.0, 0.0, 0.0, 0.0, 0.0, 0.0, 0.0, 0.0, 0.0, 0.0, 0.0, 0.0, 0.0, 0.0, 0.0, 0.0, 0.0, 0.0, 0.0, 0.0, 0.0, 0.0, 0.0, 0.0, 0.0, 0.0, 0.0, 0.0, 0.0, 0.0, 0.0, 0.0, 0.0, 0.0, 0.0, 0.0, 0.0, 0.0, 0.0, 0.0, 0.0, 0.0, 0.0, 0.0, 0.0, 0.0, 0.0, 0.0, 0.0, 0.0, 0.0, 0.0, 0.0, 0.0, 0.0, 0.0, 0.0, 0.0, 0.0, 0.0, 0.0, 0.0, 0.0, 0.0, 0.0, 0.0, 0.0, 0.0, 0.0, 0.0, 0.0, 0.0, 0.0, 0.0, 0.0, 0.0, 0.0, 0.0, 0.0, 0.0, 0.0, 0.0, 0.0, 0.0, 0.0, 0.0, 0.0, 0.0, 0.0, 0.0, 0.0, 0.0, 0.0, 0.0, 0.0, 0.0, 0.0, 0.0, 0.0, 0.0, 0.0, 0.0, 0.0, 0.0, 0.0, 0.0, 0.0, 0.0, 0.0, 0.0, 0.0, 0.0, 0.0, 0.0, 0.0, 0.0, 0.0, 0.0, 0.0, 0.0, 0.0, 0.0, 0.0, 0.0, 0.0, 0.0, 0.0, 0.0, 0.0, 0.0, 0.0, 0.0, 0.0, 0.0, 0.0, 0.0, 0.0, 0.0, 0.0, 0.0, 0.0, 0.0, 0.0, 0.0, 0.0, 0.0, 0.0, 0.0, 0.0, 0.0, 0.0, 0.0, 0.0, 0.0, 0.0, 0.0, 0.0, 0.0, 0.0, 0.0, 0.0, 0.0, 0.0, 0.0, 0.0, 0.0, 0.0, 0.0, 0.0, 0.0, 0.0, 0.0, 0.0, 0.0, 0.0, 0.0, 0.0, 0.0, 0.0, 0.0, 0.0, 0.0, 0.0, 0.0, 0.0, 0.0, 0.0, 0.0, 0.0, 0.0, 0.0, 0.0, 0.0, 0.0, 0.0, 0.0, 0.0, 0.0, 0.0, 0.0, 0.0, 0.0, 0.0, 0.0, 0.0, 0.0, 0.0, 0.0, 0.0, 0.0, 0.0, 0.0, 0.0, 0.0, 0.0, 0.0, 0.0, 0.0, 0.0, 0.0, 0.0, 0.0, 0.0, 0.0, 0.0, 0.0, 0.0, 0.0, 0.0, 0.0, 0.0, 0.0, 0.0, 0.0, 0.0, 0.0, 0.0, 0.0, 0.0, 0.0, 0.0, 0.0, 0.0, 0.0, 0.0, 0.0, 0.0, 0.0, 0.0, 0.0, 0.0, 0.0, 0.0, 0.0, 0.0, 0.0, 0.0, 0.0, 0.0, 0.0, 0.0, 0.0, 0.0, 0.0, 0.0, 0.0, 0.0, 0.0, 0.0, 0.0, 0.0, 0.0, 0.0, 0.0, 0.0, 0.0, 0.0, 0.0, 0.0, 0.0, 0.0, 0.0, 0.0, 0.0, 0.0, 0.0, 0.0, 0.0, 0.0, 0.0, 0.0, 0.0, 0.0, 0.0, 0.0, 0.0, 0.0, 0.0, 0.0, 0.0, 0.0, 0.0, 0.0, 0.0, 0.0, 0.0, 0.0, 0.0, 0.0, 0.0, 0.0, 0.0, 0.0, 0.0, 0.0, 0.0, 0.0, 0.0, 0.0, 0.0, 0.0, 0.0, 0.0, 0.0, 0.0, 0.0, 0.0, 0.0, 0.0, 0.0, 0.0, 0.0, 0.0, 0.0, 0.0, 0.0, 0.0, 0.0, 0.0, 0.0, 0.0, 0.0, 0.0, 0.0, 0.0, 0.0, 0.0, 0.0, 0.0, 0.0, 0.0, 0.0, 0.0, 0.0, 0.0, 0.0, 0.0, 0.0, 0.0, 0.0, 0.0, 0.0, 0.0, 0.0, 0.0, 0.0, 0.0, 0.0, 0.0, 0.0, 0.0, 0.0, 0.0, 0.0, 0.0, 0.0, 0.0, 0.0, 0.0, 0.0, 0.0, 0.0, 0.0, 0.0, 0.0, 0.0, 0.0, 0.0, 0.0, 0.0, 0.0, 0.0, 0.0, 0.0, 0.0, 0.0, 0.0, 0.0, 0.0, 0.0, 0.0, 0.0, 0.0, 0.0, 0.0, 0.0, 0.0, 0.0, 0.0, 0.0, 0.0, 0.0, 0.0, 0.0, 0.0, 0.0, 0.0, 0.0, 0.0, 0.0, 0.0, 0.0, 0.0, 0.0, 0.0, 0.0, 0.0, 0.0, 0.0, 0.0, 0.0, 0.0, 0.0, 0.0, 0.0, 0.0, 0.0, 0.0, 0.0, 0.0, 0.0, 0.0, 0.0, 0.0, 0.0, 0.0, 0.0, 0.0, 0.0, 0.0, 0.0, 0.0, 0.0, 0.0, 0.0, 0.0, 0.0, 0.0, 0.0, 0.0, 0.0, 0.0, 0.0, 0.0, 0.0, 0.0, 0.0, 0.0, 0.0, 0.0, 0.0, 0.0, 0.0, 0.0, 0.0, 0.0, 0.0, 0.0, 0.0, 0.0, 0.0, 0.0, 0.0, 0.0, 0.0, 0.0, 0.0, 0.0, 0.0, 0.0, 0.0, 0.0, 0.0, 0.0, 0.0, 0.0, 0.0, 0.0, 0.0, 0.0, 0.0, 0.0, 0.0, 0.0, 0.0, 0.0, 0.0, 0.0, 0.0, 0.0, 0.0, 0.0, 0.0, 0.0, 0.0, 0.0, 0.0, 0.0, 0.0, 0.0, 0.0, 0.0, 0.0, 0.0, 0.0, 0.0, 0.0, 0.0, 0.0, 0.0, 0.0, 0.0, 0.0, 0.0, 0.0, 0.0, 0.0, 0.0, 0.0, 0.0, 0.0, 0.0, 0.0, 0.0, 0.0, 0.0, 0.0, 0.0, 0.0, 0.0, 0.0, 0.0, 0.0, 0.0, 0.0, 0.0, 0.0, 0.0, 0.0, 0.0, 0.0, 0.0, 0.0, 0.0, 0.0, 0.0, 0.0, 0.0, 0.0, 0.0, 0.0, 0.0, 0.0, 0.0, 0.0, 0.0, 0.0, 0.0, 0.0, 0.0, 0.0, 0.0, 0.0, 0.0, 0.0, 0.0, 0.0, 0.0, 0.0, 0.0, 0.0, 0.0, 0.0, 0.0, 0.0, 0.0, 0.0, 0.0, 0.0, 0.0, 0.0, 0.0, 0.0, 0.0, 0.0, 0.0, 0.0, 0.0, 0.0, 0.0, 0.0, 0.0, 0.0, 0.0, 0.0, 0.0, 0.0, 0.0, 0.0, 0.0, 0.0, 0.0, 0.0, 0.0, 0.0, 0.0, 0.0, 0.0, 0.0, 0.0, 0.0, 0.0, 0.0, 0.0, 0.0, 0.0, 0.0, 0.0, 0.0, 0.0, 0.0, 0.0, 0.0, 0.0, 0.0, 0.0, 0.0, 0.0, 0.0, 0.0, 0.0, 0.0, 0.0, 0.0, 0.0, 0.0, 0.0, 0.0, 0.0, 0.0, 0.0, 0.0, 0.0, 0.0, 0.0, 0.0, 0.0, 0.0, 0.0, 0.0, 0.0, 0.0, 0.0, 0.0, 0.0, 0.0, 0.0, 0.0, 0.0, 0.0, 0.0, 0.0, 0.0, 0.0, 0.0, 0.0, 0.0, 0.0, 0.0, 0.0, 0.0, 0.0, 0.0, 0.0, 0.0, 0.0, 0.0, 0.0, 0.0, 0.0, 0.0, 0.0, 0.0, 0.0, 0.0, 0.0, 0.0, 0.0, 0.0, 0.0, 0.0, 0.0, 0.0, 0.0, 0.0, 0.0, 0.0, 0.0, 0.0, 0.0, 0.0, 0.0, 0.0, 0.0, 0.0, 0.0, 0.0, 0.0, 0.0, 0.0, 0.0, 0.0, 0.0, 0.0, 0.0, 0.0, 0.0, 0.0, 0.0, 0.0, 0.0, 0.0, 0.0, 0.0, 0.0, 0.0, 0.0, 0.0, 0.0, 0.0, 0.0, 0.0, 0.0, 0.0, 0.0, 0.0, 0.0, 0.0, 0.0, 0.0, 0.0, 0.0, 0.0, 0.0, 0.0, 0.0, 0.0, 0.0, 0.0, 0.0, 0.0, 0.0, 0.0, 0.0, 0.0, 0.0, 0.0, 0.0, 0.0, 0.0, 0.0, 0.0, 0.0, 0.0, 0.0, 0.0, 0.0, 0.0, 0.0, 0.0, 0.0, 0.0, 0.0, 0.0, 0.0, 0.0, 0.0, 0.0, 0.0, 0.0, 0.0, 0.0, 0.0, 0.0, 0.0, 0.0, 0.0, 0.0, 0.0, 0.0, 0.0, 0.0, 0.0, 0.0, 0.0, 0.0, 0.0, 0.0, 0.0, 0.0, 0.0, 0.0, 0.0, 0.0, 0.0, 0.0, 0.0, 0.0, 0.0, 0.0, 0.0, 0.0, 0.0, 0.0, 0.0, 0.0, 0.0, 0.0, 0.0, 0.0, 0.0, 0.0, 0.0, 0.0, 0.0, 0.0, 0.0, 0.0, 0.0, 0.0, 0.0, 0.0, 0.0, 0.0, 0.0, 0.0, 0.0, 0.0, 0.0, 0.0, 0.0, 0.0, 0.0, 0.0, 0.0, 0.0, 0.0, 0.0, 0.0, 0.0, 0.0, 0.0, 0.0, 0.0, 0.0, 0.0, 0.0, 0.0, 0.0, 0.0, 0.0, 0.0, 0.0, 0.0, 0.0, 0.0, 0.0, 0.0, 0.0, 0.0, 0.0, 0.0, 0.0, 0.0, 0.0, 0.0, 0.0, 0.0, 0.0, 0.0, 0.0, 0.0, 0.0, 0.0, 0.0, 0.0, 0.0, 0.0, 0.0, 0.0, 0.0, 0.0, 0.0, 0.0, 0.0, 0.0, 0.0, 0.0, 0.0, 0.0, 0.0, 0.0, 0.0, 0.0, 0.0, 0.0, 0.0, 0.0, 0.0, 0.0, 0.0, 0.0, 0.0, 0.0, 0.0, 0.0, 0.0, 0.0, 0.0, 0.0, 0.0, 0.0, 0.0, 0.0, 0.0, 0.0, 0.0, 0.0, 0.0, 0.0, 0.0, 0.0, 0.0, 0.0, 0.0, 0.0, 0.0, 0.0, 0.0, 0.0, 0.0, 0.0, 0.0, 0.0, 0.0, 0.0, 0.0, 0.0, 0.0, 0.0, 0.0, 0.0, 0.0, 0.0, 0.0, 0.0, 0.0, 0.0, 0.0, 0.0, 0.0, 0.0, 0.0, 0.0, 0.0, 0.0, 0.0, 0.0, 0.0, 0.0, 0.0, 0.0, 0.0, 0.0, 0.0, 0.0, 0.0, 0.0, 0.0, 0.0, 0.0, 0.0, 0.0, 0.0, 0.0, 0.0, 0.0, 0.0, 0.0, 0.0, 0.0, 0.0, 0.0, 0.0, 0.0, 0.0, 0.0, 0.0, 0.0, 0.0, 0.0, 0.0, 0.0, 0.0, 0.0, 0.0, 0.0, 0.0, 0.0, 0.0, 0.0, 0.0, 0.0, 0.0, 0.0, 0.0, 0.0, 0.0, 0.0, 0.0, 0.0, 0.0, 0.0, 0.0, 0.0, 0.0, 0.0, 0.0, 0.0, 0.0, 0.0, 0.0, 0.0, 0.0, 0.0, 0.0, 0.0, 0.0, 0.0, 0.0, 0.0, 0.0, 0.0, 0.0, 0.0, 0.0, 0.0, 0.0, 0.0, 0.0, 0.0, 0.0, 0.0, 0.0, 0.0, 0.0, 0.0, 0.0, 0.0, 0.0, 0.0, 0.0, 0.0, 0.0, 0.0, 0.0, 0.0, 0.0, 0.0, 0.0, 0.0, 0.0, 0.0, 0.0, 0.0, 0.0, 0.0, 0.0, 0.0, 0.0, 0.0, 0.0, 0.0, 0.0, 0.0, 0.0, 0.0, 0.0, 0.0, 0.0, 0.0, 0.0, 0.0, 0.0, 0.0, 0.0, 0.0, 0.0, 0.0, 0.0, 0.0, 0.0, 0.0, 0.0, 0.0, 0.0, 0.0, 0.0, 0.0, 0.0, 0.0, 0.0, 0.0, 0.0, 0.0, 0.0, 0.0, 0.0, 0.0, 0.0, 0.0, 0.0, 0.0, 0.0, 0.0, 0.0, 0.0, 0.0, 0.0, 0.0, 0.0, 0.0, 0.0, 0.0, 0.0, 0.0, 0.0, 0.0, 0.0, 0.0, 0.0, 0.0, 0.0, 0.0, 0.0, 0.0, 0.0, 0.0, 0.0, 0.0, 0.0, 0.0, 0.0, 0.0, 0.0, 0.0, 0.0, 0.0, 0.0, 0.0, 0.0, 0.0, 0.0, 0.0, 0.0, 0.0, 0.0, 0.0, 0.0, 0.0, 0.0, 0.0, 0.0, 0.0, 0.0, 0.0, 0.0, 0.0, 0.0, 0.0, 0.0, 0.0, 0.0, 0.0, 0.0, 0.0, 0.0, 0.0, 0.0, 0.0, 0.0, 0.0, 0.0, 0.0, 0.0, 0.0, 0.0, 0.0, 0.0, 0.0, 0.0, 0.0, 0.0, 0.0, 0.0, 0.0, 0.0, 0.0, 0.0, 0.0, 0.0, 0.0, 0.0, 0.0, 0.0, 0.0, 0.0, 0.0, 0.0, 0.0, 0.0, 0.0, 0.0, 0.0, 0.0, 0.0, 0.0, 0.0, 0.0, 0.0, 0.0, 0.0, 0.0, 0.0, 0.0, 0.0, 0.0, 0.0, 0.0, 0.0, 0.0, 0.0, 0.0, 0.0, 0.0, 0.0, 0.0, 0.0, 0.0, 0.0, 0.0, 0.0, 0.0, 0.0, 0.0, 0.0, 0.0, 0.0, 0.0, 0.0, 0.0, 0.0, 0.0, 0.0, 0.0, 0.0, 0.0, 0.0, 0.0, 0.0, 0.0, 0.0, 0.0, 0.0, 0.0, 0.0, 0.0, 0.0, 0.0, 0.0, 0.0, 0.0, 0.0, 0.0, 0.0, 0.0, 0.0, 0.0, 0.0, 0.0, 0.0, 0.0, 0.0, 0.0, 0.0, 0.0, 0.0, 0.0, 0.0, 0.0, 0.0, 0.0, 0.0, 0.0, 0.0, 0.0, 0.0, 0.0, 0.0, 0.0, 0.0, 0.0, 0.0, 0.0, 0.0, 0.0, 0.0, 0.0, 0.0, 0.0, 0.0, 0.0, 0.0, 0.0, 0.0, 0.0, 0.0, 0.0, 0.0, 0.0, 0.0, 0.0, 0.0, 0.0, 0.0, 0.0, 0.0, 0.0, 0.0, 0.0, 0.0, 0.0, 0.0, 0.0, 0.0, 0.0, 0.0, 0.0, 0.0, 0.0, 0.0, 0.0, 0.0, 0.0, 0.0, 0.0, 0.0, 0.0, 0.0, 0.0, 0.0, 0.0, 0.0, 0.0, 0.0, 0.0, 0.0, 0.0, 0.0, 0.0, 0.0, 0.0, 0.0, 0.0, 0.0, 0.0, 0.0, 0.0, 0.0, 0.0, 0.0, 0.0, 0.0, 0.0, 0.0, 0.0, 0.0, 0.0, 0.0, 0.0, 0.0, 0.0, 0.0, 0.0, 0.0, 0.0, 0.0, 0.0, 0.0, 0.0, 0.0, 0.0, 0.0, 0.0, 0.0, 0.0, 0.0, 0.0, 0.0, 0.0, 0.0, 0.0, 0.0, 0.0, 0.0, 0.0, 0.0, 0.0, 0.0, 0.0, 0.0, 0.0, 0.0, 0.0, 0.0, 0.0, 0.0, 0.0, 0.0, 0.0, 0.0, 0.0, 0.0, 0.0, 0.0, 0.0, 0.0, 0.0, 0.0, 0.0, 0.0, 0.0, 0.0, 0.0, 0.0, 0.0, 0.0, 0.0, 0.0, 0.0, 0.0, 0.0, 0.0, 0.0, 0.0, 0.0, 0.0, 0.0, 0.0, 0.0, 0.0, 0.0, 0.0, 0.0, 0.0, 0.0, 0.0, 0.0, 0.0, 0.0, 0.0, 0.0, 0.0, 0.0, 0.0, 0.0, 0.0, 0.0, 0.0, 0.0, 0.0, 0.0, 0.0, 0.0, 0.0, 0.0, 0.0, 0.0, 0.0, 0.0, 0.0, 0.0, 0.0, 0.0, 0.0, 0.0, 0.0, 0.0, 0.0, 0.0, 0.0, 0.0, 0.0, 0.0, 0.0, 0.0, 0.0, 0.0, 0.0, 0.0, 0.0, 0.0, 0.0, 0.0, 0.0, 0.0, 0.0, 0.0, 0.0, 0.0, 0.0, 0.0, 0.0, 0.0, 0.0, 0.0, 0.0, 0.0, 0.0, 0.0, 0.0, 0.0, 0.0, 0.0, 0.0, 0.0, 0.0, 0.0, 0.0, 0.0, 0.0, 0.0, 0.0, 0.0, 0.0, 0.0, 0.0, 0.0, 0.0, 0.0, 0.0, 0.0, 0.0, 0.0, 0.0, 0.0, 0.0, 0.0, 0.0, 0.0, 0.0, 0.0, 0.0, 0.0, 0.0, 0.0, 0.0, 0.0, 0.0, 0.0, 0.0, 0.0, 0.0, 0.0, 0.0, 0.0, 0.0, 0.0, 0.0, 0.0, 0.0, 0.0, 0.0, 0.0, 0.0, 0.0, 0.0, 0.0, 0.0, 0.0, 0.0, 0.0, 0.0, 0.0, 0.0, 0.0, 0.0, 0.0, 0.0, 0.0, 0.0, 0.0, 0.0, 0.0, 0.0, 0.0, 0.0, 0.0, 0.0, 0.0, 0.0, 0.0, 0.0, 0.0, 0.0, 0.0, 0.0, 0.0, 0.0, 0.0, 0.0, 0.0, 0.0, 0.0, 0.0, 0.0, 0.0, 0.0, 0.0, 0.0, 0.0, 0.0, 0.0, 0.0, 0.0, 0.0, 0.0, 0.0, 0.0, 0.0, 0.0, 0.0, 0.0, 0.0, 0.0, 0.0, 0.0, 0.0, 0.0, 0.0, 0.0, 0.0, 0.0, 0.0, 0.0, 0.0, 0.0, 0.0, 0.0, 0.0, 0.0, 0.0, 0.0, 0.0, 0.0, 0.0, 0.0, 0.0, 0.0, 0.0, 0.0, 0.0, 0.0, 0.0, 0.0, 0.0, 0.0, 0.0, 0.0, 0.0, 0.0, 0.0, 0.0, 0.0, 0.0, 0.0, 0.0, 0.0, 0.0, 0.0, 0.0, 0.0, 0.0, 0.0, 0.0, 0.0, 0.0, 0.0, 0.0, 0.0, 0.0, 0.0, 0.0, 0.0, 0.0, 0.0, 0.0, 0.0, 0.0, 0.0, 0.0, 0.0, 0.0, 0.0, 0.0, 0.0, 0.0, 0.0, 0.0, 0.0, 0.0, 0.0, 0.0, 0.0, 0.0, 0.0, 0.0, 0.0, 0.0, 0.0, 0.0, 0.0, 0.0, 0.0, 0.0, 0.0, 0.0, 0.0, 0.0, 0.0, 0.0, 0.0, 0.0, 0.0, 0.0, 0.0, 0.0, 0.0, 0.0, 0.0, 0.0, 0.0, 0.0, 0.0, 0.0, 0.0, 0.0, 0.0, 0.0, 0.0, 0.0, 0.0, 0.0, 0.0, 0.0, 0.0, 0.0, 0.0, 0.0, 0.0, 0.0, 0.0, 0.0, 0.0, 0.0, 0.0, 0.0, 0.0, 0.0, 0.0, 0.0, 0.0, 0.0, 0.0, 0.0, 0.0, 0.0, 0.0, 0.0, 0.0, 0.0, 0.0, 0.0, 0.0, 0.0, 0.0, 0.0, 0.0, 0.0, 0.0, 0.0, 0.0, 0.0, 0.0, 0.0, 0.0, 0.0, 0.0, 0.0, 0.0, 0.0, 0.0, 0.0, 0.0, 0.0, 0.0, 0.0, 0.0, 0.0, 0.0, 0.0, 0.0, 0.0, 0.0, 0.0, 0.0, 0.0, 0.0, 0.0, 0.0, 0.0, 0.0, 0.0, 0.0, 0.0, 0.0, 0.0, 0.0, 0.0, 0.0, 0.0, 0.0, 0.0, 0.0, 0.0, 0.0, 0.0, 0.0, 0.0, 0.0, 0.0, 0.0, 0.0, 0.0, 0.0, 0.0, 0.0, 0.0, 0.0, 0.0, 0.0, 0.0, 0.0, 0.0, 0.0, 0.0, 0.0, 0.0, 0.0, 0.0, 0.0, 0.0, 0.0, 0.0, 0.0, 0.0, 0.0, 0.0, 0.0, 0.0, 0.0, 0.0, 0.0, 0.0, 0.0, 0.0, 0.0, 0.0, 0.0, 0.0, 0.0, 0.0, 0.0, 0.0, 0.0, 0.0, 0.0, 0.0, 0.0, 0.0, 0.0, 0.0, 0.0, 0.0, 0.0, 0.0, 0.0, 0.0, 0.0, 0.0, 0.0, 0.0, 0.0, 0.0, 0.0, 0.0, 0.0, 0.0, 0.0, 0.0, 0.0, 0.0, 0.0, 0.0, 0.0, 0.0, 0.0, 0.0, 0.0, 0.0, 0.0, 0.0, 0.0, 0.0, 0.0, 0.0, 0.0, 0.0, 0.0, 0.0, 0.0, 0.0, 0.0, 0.0, 0.0, 0.0, 0.0, 0.0, 0.0, 0.0, 0.0, 0.0, 0.0, 0.0, 0.0, 0.0, 0.0, 0.0, 0.0, 0.0, 0.0, 0.0, 0.0, 0.0, 0.0, 0.0, 0.0, 0.0, 0.0, 0.0, 0.0, 0.0, 0.0, 0.0, 0.0, 0.0, 0.0, 0.0, 0.0, 0.0, 0.0, 0.0, 0.0, 0.0, 0.0, 0.0, 0.0, 0.0, 0.0, 0.0, 0.0, 0.0, 0.0, 0.0, 0.0, 0.0, 0.0, 0.0, 0.0, 0.0, 0.0, 0.0, 0.0, 0.0, 0.0, 0.0, 0.0, 0.0, 0.0, 0.0, 0.0, 0.0, 0.0, 0.0, 0.0, 0.0, 0.0, 0.0, 0.0, 0.0, 0.0, 0.0, 0.0, 0.0, 0.0, 0.0, 0.0, 0.0, 0.0, 0.0, 0.0, 0.0, 0.0, 0.0, 0.0, 0.0, 0.0, 0.0, 0.0, 0.0, 0.0, 0.0, 0.0, 0.0, 0.0, 0.0, 0.0, 0.0, 0.0, 0.0, 0.0, 0.0, 0.0, 0.0, 0.0, 0.0, 0.0, 0.0, 0.0, 0.0, 0.0, 0.0, 0.0, 0.0, 0.0, 0.0, 0.0, 0.0, 0.0, 0.0, 0.0, 0.0, 0.0, 0.0, 0.0, 0.0, 0.0, 0.0, 0.0, 0.0, 0.0, 0.0, 0.0, 0.0, 0.0, 0.0, 0.0, 0.0, 0.0, 0.0, 0.0, 0.0, 0.0, 0.0, 0.0, 0.0, 0.0, 0.0, 0.0, 0.0, 0.0, 0.0, 0.0, 0.0, 0.0, 0.0, 0.0, 0.0, 0.0, 0.0, 0.0, 0.0, 0.0, 0.0, 0.0, 0.0, 0.0, 0.0, 0.0, 0.0, 0.0, 0.0, 0.0, 0.0, 0.0, 0.0, 0.0, 0.0, 0.0, 0.0, 0.0, 0.0, 0.0, 0.0, 0.0, 0.0, 0.0, 0.0, 0.0, 0.0, 0.0, 0.0, 0.0, 0.0, 0.0, 0.0, 0.0, 0.0, 0.0, 0.0, 0.0, 0.0, 0.0, 0.0, 0.0, 0.0, 0.0, 0.0, 0.0, 0.0, 0.0, 0.0, 0.0, 0.0, 0.0, 0.0, 0.0, 0.0, 0.0, 0.0, 0.0, 0.0, 0.0, 0.0, 0.0, 0.0, 0.0, 0.0, 0.0, 0.0, 0.0, 0.0, 0.0, 0.0, 0.0, 0.0, 0.0, 0.0, 0.0, 0.0, 0.0, 0.0, 0.0, 0.0, 0.0, 0.0, 0.0, 0.0, 0.0, 0.0, 0.0, 0.0, 0.0, 0.0, 0.0, 0.0, 0.0, 0.0, 0.0, 0.0, 0.0, 0.0, 0.0, 0.0, 0.0, 0.0, 0.0, 0.0, 0.0, 0.0, 0.0, 0.0, 0.0, 0.0, 0.0, 0.0, 0.0, 0.0, 0.0, 0.0, 0.0, 0.0, 0.0, 0.0, 0.0, 0.0, 0.0, 0.0, 0.0, 0.0, 0.0, 0.0, 0.0, 0.0, 0.0, 0.0, 0.0, 0.0, 0.0, 0.0, 0.0, 0.0, 0.0, 0.0, 0.0, 0.0, 0.0, 0.0, 0.0, 0.0, 0.0, 0.0, 0.0, 0.0, 0.0, 0.0, 0.0, 0.0, 0.0, 0.0, 0.0, 0.0, 0.0, 0.0, 0.0, 0.0, 0.0, 0.0, 0.0, 0.0, 0.0, 0.0, 0.0, 0.0, 0.0, 0.0, 0.0, 0.0, 0.0, 0.0, 0.0, 0.0, 0.0, 0.0, 0.0, 0.0, 0.0, 0.0, 0.0, 0.0, 0.0, 0.0, 0.0, 0.0, 0.0, 0.0, 0.0, 0.0, 0.0, 0.0, 0.0, 0.0, 0.0, 0.0, 0.0, 0.0, 0.0, 0.0, 0.0, 0.0, 0.0, 0.0, 0.0, 0.0, 0.0, 0.0, 0.0, 0.0, 0.0, 0.0, 0.0, 0.0, 0.0, 0.0, 0.0, 0.0, 0.0, 0.0, 0.0, 0.0, 0.0, 0.0, 0.0, 0.0, 0.0, 0.0, 0.0, 0.0, 0.0, 0.0, 0.0, 0.0, 0.0, 0.0, 0.0, 0.0, 0.0, 0.0, 0.0, 0.0, 0.0, 0.0, 0.0, 0.0, 0.0, 0.0, 0.0, 0.0, 0.0, 0.0, 0.0, 0.0, 0.0, 0.0, 0.0, 0.0, 0.0, 0.0, 0.0, 0.0, 0.0, 0.0, 0.0, 0.0, 0.0, 0.0, 0.0, 0.0, 0.0, 0.0, 0.0, 0.0, 0.0, 0.0, 0.0, 0.0, 0.0, 0.0, 0.0, 0.0, 0.0, 0.0, 0.0, 0.0, 0.0, 0.0, 0.0, 0.0, 0.0, 0.0, 0.0, 0.0, 0.0, 0.0, 0.0, 0.0, 0.0, 0.0, 0.0, 0.0, 0.0, 0.0, 0.0, 0.0, 0.0, 0.0, 0.0, 0.0, 0.0, 0.0, 0.0, 0.0, 0.0, 0.0, 0.0, 0.0, 0.0, 0.0, 0.0, 0.0, 0.0, 0.0, 0.0, 0.0, 0.0, 0.0, 0.0, 0.0, 0.0, 0.0, 0.0, 0.0, 0.0, 0.0, 0.0, 0.0, 0.0, 0.0, 0.0, 0.0, 0.0, 0.0, 0.0, 0.0, 0.0, 0.0, 0.0, 0.0, 0.0, 0.0, 0.0, 0.0, 0.0, 0.0, 0.0, 0.0, 0.0, 0.0, 0.0, 0.0, 0.0, 0.0, 0.0, 0.0, 0.0, 0.0, 0.0, 0.0, 0.0, 0.0, 0.0, 0.0, 0.0, 0.0, 0.0, 0.0, 0.0, 0.0, 0.0, 0.0, 0.0, 0.0, 0.0, 0.0, 0.0, 0.0, 0.0, 0.0, 0.0, 0.0, 0.0, 0.0, 0.0, 0.0, 0.0, 0.0, 0.0, 0.0, 0.0, 0.0, 0.0, 0.0, 0.0, 0.0, 0.0, 0.0, 0.0, 0.0, 0.0, 0.0, 0.0, 0.0, 0.0, 0.0, 0.0, 0.0, 0.0, 0.0, 0.0, 0.0, 0.0, 0.0, 0.0, 0.0, 0.0, 0.0, 0.0, 0.0, 0.0, 0.0, 0.0, 0.0, 0.0, 0.0, 0.0, 0.0, 0.0, 0.0, 0.0, 0.0, 0.0, 0.0, 0.0, 0.0, 0.0, 0.0, 0.0, 0.0, 0.0, 0.0, 0.0, 0.0, 0.0, 0.0, 0.0, 0.0, 0.0, 0.0, 0.0, 0.0, 0.0, 0.0, 0.0, 0.0, 0.0, 0.0, 0.0, 0.0, 0.0, 0.0, 0.0, 0.0, 0.0, 0.0, 0.0, 0.0, 0.0, 0.0, 0.0, 0.0, 0.0, 0.0, 0.0, 0.0, 0.0, 0.0, 0.0, 0.0, 0.0, 0.0, 0.0, 0.0, 0.0, 0.0, 0.0, 0.0, 0.0, 0.0, 0.0, 0.0, 0.0, 0.0, 0.0, 0.0, 0.0, 0.0, 0.0, 0.0, 0.0, 0.0, 0.0, 0.0, 0.0, 0.0, 0.0, 0.0, 0.0, 0.0, 0.0, 0.0, 0.0, 0.0, 0.0, 0.0, 0.0, 0.0, 0.0, 0.0, 0.0, 0.0, 0.0, 0.0, 0.0, 0.0, 0.0, 0.0, 0.0, 0.0, 0.0, 0.0, 0.0, 0.0, 0.0, 0.0, 0.0, 0.0, 0.0, 0.0, 0.0, 0.0, 0.0, 0.0, 0.0, 0.0, 0.0, 0.0, 0.0, 0.0, 0.0, 0.0, 0.0, 0.0, 0.0, 0.0, 0.0, 0.0, 0.0, 0.0, 0.0, 0.0, 0.0, 0.0, 0.0, 0.0, 0.0, 0.0, 0.0, 0.0, 0.0, 0.0, 0.0, 0.0, 0.0, 0.0, 0.0, 0.0, 0.0, 0.0, 0.0, 0.0, 0.0, 0.0, 0.0, 0.0, 0.0, 0.0, 0.0, 0.0, 0.0, 0.0, 0.0, 0.0, 0.0, 0.0, 0.0, 0.0, 0.0, 0.0, 0.0, 0.0, 0.0, 0.0, 0.0, 0.0, 0.0, 0.0, 0.0, 0.0, 0.0, 0.0, 0.0, 0.0, 0.0, 0.0, 0.0, 0.0, 0.0, 0.0, 0.0, 0.0, 0.0, 0.0, 0.0, 0.0, 0.0, 0.0, 0.0, 0.0, 0.0, 0.0, 0.0, 0.0, 0.0, 0.0, 0.0, 0.0, 0.0, 0.0, 0.0, 0.0, 0.0, 0.0, 0.0, 0.0, 0.0, 0.0, 0.0, 0.0, 0.0, 0.0, 0.0, 0.0, 0.0, 0.0, 0.0, 0.0, 0.0, 0.0, 0.0, 0.0, 0.0, 0.0, 0.0, 0.0, 0.0, 0.0, 0.0, 0.0, 0.0, 0.0, 0.0, 0.0, 0.0, 0.0, 0.0, 0.0, 0.0, 0.0, 0.0, 0.0, 0.0, 0.0, 0.0, 0.0, 0.0, 0.0, 0.0, 0.0, 0.0, 0.0, 0.0, 0.0, 0.0, 0.0, 0.0, 0.0, 0.0, 0.0, 0.0, 0.0, 0.0, 0.0, 0.0, 0.0, 0.0, 0.0, 0.0, 0.0, 0.0, 0.0, 0.0, 0.0, 0.0, 0.0, 0.0, 0.0, 0.0, 0.0, 0.0, 0.0, 0.0, 0.0, 0.0, 0.0, 0.0, 0.0, 0.0, 0.0, 0.0, 0.0, 0.0, 0.0, 0.0, 0.0, 0.0, 0.0, 0.0, 0.0, 0.0, 0.0, 0.0, 0.0, 0.0, 0.0, 0.0, 0.0, 0.0, 0.0, 0.0, 0.0, 0.0, 0.0, 0.0, 0.0, 0.0, 0.0, 0.0, 0.0, 0.0, 0.0, 0.0, 0.0, 0.0, 0.0, 0.0, 0.0, 0.0, 0.0, 0.0, 0.0, 0.0, 0.0, 0.0, 0.0, 0.0, 0.0, 0.0, 0.0, 0.0, 0.0, 0.0, 0.0, 0.0, 0.0, 0.0, 0.0, 0.0, 0.0, 0.0, 0.0, 0.0, 0.0, 0.0, 0.0, 0.0, 0.0, 0.0, 0.0, 0.0, 0.0, 0.0, 0.0, 0.0, 0.0, 0.0, 0.0, 0.0, 0.0, 0.0, 0.0, 0.0, 0.0, 0.0, 0.0, 0.0, 0.0, 0.0, 0.0, 0.0, 0.0, 0.0, 0.0, 0.0, 0.0, 0.0, 0.0, 0.0, 0.0, 0.0, 0.0, 0.0, 0.0, 0.0, 0.0, 0.0, 0.0, 0.0, 0.0, 0.0, 0.0, 0.0, 0.0, 0.0, 0.0, 0.0, 0.0, 0.0, 0.0, 0.0, 0.0, 0.0, 0.0, 0.0, 0.0, 0.0, 0.0, 0.0, 0.0, 0.0, 0.0, 0.0, 0.0, 0.0, 0.0, 0.0, 0.0, 0.0, 0.0, 0.0, 0.0, 0.0, 0.0, 0.0, 0.0, 0.0, 0.0, 0.0, 0.0, 0.0, 0.0, 0.0, 0.0, 0.0, 0.0, 0.0, 0.0, 0.0, 0.0, 0.0, 0.0, 0.0, 0.0, 0.0, 0.0, 0.0, 0.0, 0.0, 0.0, 0.0, 0.0, 0.0, 0.0, 0.0, 0.0, 0.0, 0.0, 0.0, 0.0, 0.0, 0.0, 0.0, 0.0, 0.0, 0.0, 0.0, 0.0, 0.0, 0.0, 0.0, 0.0, 0.0, 0.0, 0.0, 0.0, 0.0, 0.0, 0.0, 0.0, 0.0, 0.0, 0.0, 0.0, 0.0, 0.0, 0.0, 0.0, 0.0, 0.0, 0.0, 0.0, 0.0, 0.0, 0.0, 0.0, 0.0, 0.0, 0.0, 0.0, 0.0, 0.0, 0.0, 0.0, 0.0, 0.0, 0.0, 0.0, 0.0, 0.0, 0.0, 0.0, 0.0, 0.0, 0.0, 0.0, 0.0, 0.0, 0.0, 0.0, 0.0, 0.0, 0.0, 0.0, 0.0, 0.0, 0.0, 0.0, 0.0, 0.0, 0.0, 0.0, 0.0, 0.0, 0.0, 0.0, 0.0, 0.0, 0.0, 0.0, 0.0, 0.0, 0.0, 0.0, 0.0, 0.0, 0.0, 0.0, 0.0, 0.0, 0.0, 0.0, 0.0, 0.0, 0.0, 0.0, 0.0, 0.0, 0.0, 0.0, 0.0, 0.0, 0.0, 0.0, 0.0, 0.0, 0.0, 0.0, 0.0, 0.0, 0.0, 0.0, 0.0, 0.0, 0.0, 0.0, 0.0, 0.0, 0.0, 0.0, 0.0, 0.0, 0.0, 0.0, 0.0, 0.0, 0.0, 0.0, 0.0, 0.0, 0.0, 0.0, 0.0, 0.0, 0.0, 0.0, 0.0, 0.0, 0.0, 0.0, 0.0, 0.0, 0.0, 0.0, 0.0, 0.0, 0.0, 0.0, 0.0, 0.0, 0.0, 0.0, 0.0, 0.0, 0.0, 0.0, 0.0, 0.0, 0.0, 0.0, 0.0, 0.0, 0.0, 0.0, 0.0, 0.0, 0.0, 0.0, 0.0, 0.0, 0.0, 0.0, 0.0, 0.0, 0.0, 0.0, 0.0, 0.0, 0.0, 0.0, 0.0, 0.0, 0.0, 0.0, 0.0, 0.0, 0.0, 0.0, 0.0, 0.0, 0.0, 0.0, 0.0, 0.0, 0.0, 0.0, 0.0, 0.0, 0.0, 0.0, 0.0, 0.0, 0.0, 0.0, 0.0, 0.0, 0.0, 0.0, 0.0, 0.0, 0.0, 0.0, 0.0, 0.0, 0.0, 0.0, 0.0, 0.0, 0.0, 0.0, 0.0, 0.0, 0.0, 0.0, 0.0, 0.0, 0.0, 0.0, 0.0, 0.0, 0.0, 0.0, 0.0, 0.0, 0.0, 0.0, 0.0, 0.0, 0.0, 0.0, 0.0, 0.0, 0.0, 0.0, 0.0, 0.0, 0.0, 0.0, 0.0, 0.0, 0.0, 0.0, 0.0, 0.0, 0.0, 0.0, 0.0, 0.0, 0.0, 0.0, 0.0, 0.0, 0.0, 0.0, 0.0, 0.0, 0.0, 0.0, 0.0, 0.0, 0.0, 0.0, 0.0, 0.0, 0.0, 0.0, 0.0, 0.0, 0.0, 0.0, 0.0, 0.0, 0.0, 0.0, 0.0, 0.0, 0.0, 0.0, 0.0, 0.0, 0.0, 0.0, 0.0, 0.0, 0.0, 0.0, 0.0, 0.0, 0.0, 0.0, 0.0, 0.0, 0.0, 0.0, 0.0, 0.0, 0.0, 0.0, 0.0, 0.0, 0.0, 0.0, 0.0, 0.0, 0.0, 0.0, 0.0, 0.0, 0.0, 0.0, 0.0, 0.0, 0.0, 0.0, 0.0, 0.0, 0.0, 0.0, 0.0, 0.0, 0.0, 0.0, 0.0, 0.0, 0.0, 0.0, 0.0, 0.0, 0.0, 0.0, 0.0, 0.0, 0.0, 0.0, 0.0, 0.0, 0.0, 0.0, 0.0, 0.0, 0.0, 0.0, 0.0, 0.0, 0.0, 0.0, 0.0, 0.0, 0.0, 0.0, 0.0, 0.0, 0.0, 0.0, 0.0, 0.0, 0.0, 0.0, 0.0, 0.0, 0.0, 0.0, 0.0, 0.0, 0.0, 0.0, 0.0, 0.0, 0.0, 0.0, 0.0, 0.0, 0.0, 0.0, 0.0, 0.0, 0.0, 0.0, 0.0, 0.0, 0.0, 0.0, 0.0, 0.0, 0.0, 0.0, 0.0, 0.0, 0.0, 0.0, 0.0, 0.0, 0.0, 0.0, 0.0, 0.0, 0.0, 0.0, 0.0, 0.0, 0.0, 0.0, 0.0, 0.0, 0.0, 0.0, 0.0, 0.0, 0.0, 0.0, 0.0, 0.0, 0.0, 0.0, 0.0, 0.0, 0.0, 0.0, 0.0, 0.0, 0.0, 0.0, 0.0, 0.0, 0.0, 0.0, 0.0, 0.0, 0.0, 0.0, 0.0, 0.0, 0.0, 0.0, 0.0, 0.0, 0.0, 0.0, 0.0, 0.0, 0.0, 0.0, 0.0, 0.0, 0.0, 0.0, 0.0, 0.0, 0.0, 0.0, 0.0, 0.0, 0.0, 0.0, 0.0, 0.0, 0.0, 0.0, 0.0, 0.0, 0.0, 0.0, 0.0, 0.0, 0.0, 0.0, 0.0, 0.0, 0.0, 0.0, 0.0, 0.0, 0.0, 0.0, 0.0, 0.0, 0.0, 0.0, 0.0, 0.0, 0.0, 0.0, 0.0, 0.0, 0.0, 0.0, 0.0, 0.0, 0.0, 0.0, 0.0, 0.0, 0.0, 0.0, 0.0, 0.0, 0.0, 0.0, 0.0, 0.0, 0.0, 0.0, 0.0, 0.0, 0.0, 0.0, 0.0, 0.0, 0.0, 0.0, 0.0, 0.0, 0.0, 0.0, 0.0, 0.0, 0.0, 0.0, 0.0, 0.0, 0.0, 0.0, 0.0, 0.0, 0.0, 0.0, 0.0, 0.0, 0.0, 0.0, 0.0, 0.0, 0.0, 0.0, 0.0, 0.0, 0.0, 0.0, 0.0, 0.0, 0.0, 0.0, 0.0, 0.0, 0.0, 0.0, 0.0, 0.0, 0.0, 0.0, 0.0, 0.0, 0.0, 0.0, 0.0, 0.0, 0.0, 0.0, 0.0, 0.0, 0.0, 0.0, 0.0, 0.0, 0.0, 0.0, 0.0, 0.0, 0.0, 0.0, 0.0, 0.0, 0.0, 0.0, 0.0, 0.0, 0.0, 0.0, 0.0, 0.0, 0.0, 0.0, 0.0, 0.0, 0.0, 0.0, 0.0, 0.0, 0.0, 0.0, 0.0, 0.0, 0.0, 0.0, 0.0, 0.0, 0.0, 0.0, 0.0, 0.0, 0.0, 0.0, 0.0, 0.0, 0.0, 0.0, 0.0, 0.0, 0.0, 0.0, 0.0, 0.0, 0.0, 0.0, 0.0, 0.0, 0.0, 0.0, 0.0, 0.0, 0.0, 0.0, 0.0, 0.0, 0.0, 0.0, 0.0, 0.0, 0.0, 0.0, 0.0, 0.0, 0.0, 0.0, 0.0, 0.0, 0.0, 0.0, 0.0, 0.0, 0.0, 0.0, 0.0, 0.0, 0.0, 0.0, 0.0, 0.0, 0.0, 0.0, 0.0, 0.0, 0.0, 0.0, 0.0, 0.0, 0.0, 0.0, 0.0, 0.0, 0.0, 0.0, 0.0, 0.0, 0.0, 0.0, 0.0, 0.0, 0.0, 0.0, 0.0, 0.0, 0.0, 0.0, 0.0, 0.0, 0.0, 0.0, 0.0, 0.0, 0.0, 0.0, 0.0, 0.0, 0.0, 0.0, 0.0, 0.0, 0.0, 0.0, 0.0, 0.0, 0.0, 0.0, 0.0, 0.0, 0.0, 0.0, 0.0, 0.0, 0.0, 0.0, 0.0, 0.0, 0.0, 0.0, 0.0, 0.0, 0.0, 0.0, 0.0, 0.0, 0.0, 0.0, 0.0, 0.0, 0.0, 0.0, 0.0, 0.0, 0.0, 0.0, 0.0, 0.0, 0.0, 0.0, 0.0, 0.0, 0.0, 0.0, 0.0, 0.0, 0.0, 0.0, 0.0, 0.0, 0.0, 0.0, 0.0, 0.0, 0.0, 0.0, 0.0, 0.0, 0.0, 0.0, 0.0, 0.0, 0.0, 0.0, 0.0, 0.0, 0.0, 0.0, 0.0, 0.0, 0.0, 0.0, 0.0, 0.0, 0.0, 0.0, 0.0, 0.0, 0.0, 0.0, 0.0, 0.0, 0.0, 0.0, 0.0, 0.0, 0.0, 0.0, 0.0, 0.0, 0.0, 0.0, 0.0, 0.0, 0.0, 0.0, 0.0, 0.0, 0.0, 0.0, 0.0, 0.0, 0.0, 0.0, 0.0, 0.0, 0.0, 0.0, 0.0, 0.0, 0.0, 0.0, 0.0, 0.0, 0.0, 0.0, 0.0, 0.0, 0.0, 0.0, 0.0, 0.0, 0.0, 0.0, 0.0, 0.0, 0.0, 0.0, 0.0, 0.0, 0.0, 0.0, 0.0, 0.0, 0.0, 0.0, 0.0, 0.0, 0.0, 0.0, 0.0, 0.0, 0.0, 0.0, 0.0, 0.0, 0.0, 0.0, 0.0, 0.0, 0.0, 0.0, 0.0, 0.0, 0.0, 0.0, 0.0, 0.0, 0.0, 0.0, 0.0, 0.0, 0.0, 0.0, 0.0, 0.0, 0.0, 0.0, 0.0, 0.0, 0.0, 0.0, 0.0, 0.0, 0.0, 0.0, 0.0, 0.0, 0.0, 0.0, 0.0, 0.0, 0.0, 0.0, 0.0, 0.0, 0.0, 0.0, 0.0, 0.0, 0.0, 0.0, 0.0, 0.0, 0.0, 0.0, 0.0, 0.0, 0.0, 0.0, 0.0, 0.0, 0.0, 0.0, 0.0, 0.0, 0.0, 0.0, 0.0, 0.0, 0.0, 0.0, 0.0, 0.0, 0.0, 0.0, 0.0, 0.0, 0.0, 0.0, 0.0, 0.0, 0.0, 0.0, 0.0, 0.0, 0.0, 0.0, 0.0, 0.0, 0.0, 0.0, 0.0, 0.0, 0.0, 0.0, 0.0, 0.0, 0.0, 0.0, 0.0, 0.0, 0.0, 0.0, 0.0, 0.0, 0.0, 0.0, 0.0, 0.0, 0.0, 0.0, 0.0, 0.0, 0.0, 0.0, 0.0, 0.0, 0.0, 0.0, 0.0, 0.0, 0.0, 0.0, 0.0, 0.0, 0.0, 0.0, 0.0, 0.0, 0.0, 0.0, 0.0, 0.0, 0.0, 0.0, 0.0, 0.0, 0.0, 0.0, 0.0, 0.0, 0.0, 0.0, 0.0, 0.0, 0.0, 0.0, 0.0, 0.0, 0.0, 0.0, 0.0, 0.0, 0.0, 0.0, 0.0, 0.0, 0.0, 0.0, 0.0, 0.0, 0.0, 0.0, 0.0, 0.0, 0.0, 0.0, 0.0, 0.0, 0.0, 0.0, 0.0, 0.0, 0.0, 0.0, 0.0, 0.0, 0.0, 0.0, 0.0, 0.0, 0.0, 0.0, 0.0, 0.0, 0.0, 0.0, 0.0, 0.0, 0.0, 0.0, 0.0, 0.0, 0.0, 0.0, 0.0, 0.0, 0.0, 0.0, 0.0, 0.0, 0.0, 0.0, 0.0, 0.0, 0.0, 0.0, 0.0, 0.0, 0.0, 0.0, 0.0, 0.0, 0.0, 0.0, 0.0, 0.0, 0.0, 0.0, 0.0, 0.0, 0.0, 0.0, 0.0, 0.0, 0.0, 0.0, 0.0, 0.0, 0.0, 0.0, 0.0, 0.0, 0.0, 0.0, 0.0, 0.0, 0.0, 0.0, 0.0, 0.0, 0.0, 0.0, 0.0, 0.0, 0.0, 0.0, 0.0, 0.0, 0.0, 0.0, 0.0, 0.0, 0.0, 0.0, 0.0, 0.0, 0.0, 0.0, 0.0, 0.0, 0.0, 0.0, 0.0, 0.0, 0.0, 0.0, 0.0, 0.0, 0.0, 0.0, 0.0, 0.0, 0.0, 0.0, 0.0, 0.0, 0.0, 0.0, 0.0, 0.0, 0.0, 0.0, 0.0, 0.0, 0.0, 0.0, 0.0, 0.0, 0.0, 0.0, 0.0, 0.0, 0.0, 0.0, 0.0, 0.0, 0.0, 0.0, 0.0, 0.0, 0.0, 0.0, 0.0, 0.0, 0.0, 0.0, 0.0, 0.0, 0.0, 0.0, 0.0, 0.0, 0.0, 0.0, 0.0, 0.0, 0.0, 0.0, 0.0, 0.0, 0.0, 0.0, 0.0, 0.0, 0.0, 0.0, 0.0, 0.0, 0.0, 0.0, 0.0, 0.0, 0.0, 0.0, 0.0, 0.0, 0.0, 0.0, 0.0, 0.0, 0.0, 0.0, 0.0, 0.0, 0.0, 0.0, 0.0, 0.0, 0.0, 0.0, 0.0, 0.0, 0.0, 0.0, 0.0, 0.0, 0.0, 0.0, 0.0, 0.0, 0.0, 0.0, 0.0, 0.0, 0.0, 0.0, 0.0, 0.0, 0.0, 0.0, 0.0, 0.0, 0.0, 0.0, 0.0, 0.0, 0.0, 0.0, 0.0, 0.0, 0.0, 0.0, 0.0, 0.0, 0.0, 0.0, 0.0, 0.0, 0.0, 0.0, 0.0, 0.0, 0.0, 0.0, 0.0, 0.0, 0.0, 0.0, 0.0, 0.0, 0.0, 0.0, 0.0, 0.0, 0.0, 0.0, 0.0, 0.0, 0.0, 0.0, 0.0, 0.0, 0.0, 0.0, 0.0, 0.0, 0.0, 0.0, 0.0, 0.0, 0.0, 0.0, 0.0, 0.0, 0.0, 0.0, 0.0, 0.0, 0.0, 0.0, 0.0, 0.0, 0.0, 0.0, 0.0, 0.0, 0.0, 0.0, 0.0, 0.0, 0.0, 0.0, 0.0, 0.0, 0.0, 0.0, 0.0, 0.0, 0.0, 0.0, 0.0, 0.0, 0.0, 0.0, 0.0, 0.0, 0.0, 0.0, 0.0, 0.0, 0.0, 0.0, 0.0, 0.0, 0.0, 0.0, 0.0, 0.0, 0.0, 0.0, 0.0, 0.0, 0.0, 0.0, 0.0, 0.0, 0.0, 0.0, 0.0, 0.0, 0.0, 0.0, 0.0, 0.0, 0.0, 0.0, 0.0, 0.0, 0.0, 0.0, 0.0, 0.0, 0.0, 0.0, 0.0, 0.0, 0.0, 0.0, 0.0, 0.0, 0.0, 0.0, 0.0, 0.0, 0.0, 0.0, 0.0, 0.0, 0.0, 0.0, 0.0, 0.0, 0.0, 0.0, 0.0, 0.0, 0.0, 0.0, 0.0, 0.0, 0.0, 0.0, 0.0, 0.0, 0.0, 0.0, 0.0, 0.0, 0.0, 0.0, 0.0, 0.0, 0.0, 0.0, 0.0, 0.0, 0.0, 0.0, 0.0, 0.0, 0.0, 0.0, 0.0, 0.0, 0.0, 0.0, 0.0, 0.0, 0.0, 0.0, 0.0, 0.0, 0.0, 0.0, 0.0, 0.0, 0.0, 0.0, 0.0, 0.0, 0.0, 0.0, 0.0, 0.0, 0.0, 0.0, 0.0, 0.0, 0.0, 0.0, 0.0, 0.0, 0.0, 0.0, 0.0, 0.0, 0.0, 0.0, 0.0, 0.0, 0.0, 0.0, 0.0, 0.0, 0.0, 0.0, 0.0, 0.0, 0.0, 0.0, 0.0, 0.0, 0.0, 0.0, 0.0, 0.0, 0.0, 0.0, 0.0, 0.0, 0.0, 0.0, 0.0, 0.0, 0.0, 0.0, 0.0, 0.0, 0.0, 0.0, 0.0, 0.0, 0.0, 0.0, 0.0, 0.0, 0.0, 0.0, 0.0, 0.0, 0.0, 0.0, 0.0, 0.0, 0.0, 0.0, 0.0, 0.0, 0.0, 0.0, 0.0, 0.0, 0.0, 0.0, 0.0, 0.0, 0.0, 0.0, 0.0, 0.0, 0.0, 0.0, 0.0, 0.0, 0.0, 0.0, 0.0, 0.0, 0.0, 0.0, 0.0, 0.0, 0.0, 0.0, 0.0, 0.0, 0.0, 0.0, 0.0, 0.0, 0.0, 0.0, 0.0, 0.0, 0.0, 0.0, 0.0, 0.0, 0.0, 0.0, 0.0, 0.0, 0.0, 0.0, 0.0, 0.0, 0.0, 0.0, 0.0, 0.0, 0.0, 0.0, 0.0, 0.0, 0.0, 0.0, 0.0, 0.0, 0.0, 0.0, 0.0, 0.0, 0.0, 0.0, 0.0, 0.0, 0.0, 0.0, 0.0, 0.0, 0.0, 0.0, 0.0, 0.0, 0.0, 0.0, 0.0, 0.0, 0.0, 0.0, 0.0, 0.0, 0.0, 0.0, 0.0, 0.0, 0.0, 0.0, 0.0, 0.0, 0.0, 0.0, 0.0, 0.0, 0.0, 0.0, 0.0, 0.0, 0.0, 0.0, 0.0, 0.0, 0.0, 0.0, 0.0, 0.0, 0.0, 0.0, 0.0, 0.0, 0.0, 0.0, 0.0, 0.0, 0.0, 0.0, 0.0, 0.0, 0.0, 0.0, 0.0, 0.0, 0.0, 0.0, 0.0, 0.0, 0.0, 0.0, 0.0, 0.0, 0.0, 0.0, 0.0, 0.0, 0.0, 0.0, 0.0, 0.0, 0.0, 0.0, 0.0, 0.0, 0.0, 0.0, 0.0, 0.0, 0.0, 0.0, 0.0, 0.0, 0.0, 0.0, 0.0, 0.0, 0.0, 0.0, 0.0, 0.0, 0.0, 0.0, 0.0, 0.0, 0.0, 0.0, 0.0, 0.0, 0.0, 0.0, 0.0, 0.0, 0.0, 0.0, 0.0, 0.0, 0.0, 0.0, 0.0, 0.0, 0.0, 0.0, 0.0, 0.0, 0.0, 0.0, 0.0, 0.0, 0.0, 0.0, 0.0, 0.0, 0.0, 0.0, 0.0, 0.0, 0.0, 0.0, 0.0, 0.0, 0.0, 0.0, 0.0, 0.0, 0.0, 0.0, 0.0, 0.0, 0.0, 0.0, 0.0, 0.0, 0.0, 0.0, 0.0, 0.0, 0.0, 0.0, 0.0, 0.0, 0.0, 0.0, 0.0, 0.0, 0.0, 0.0, 0.0, 0.0, 0.0, 0.0, 0.0, 0.0, 0.0, 0.0, 0.0, 0.0, 0.0, 0.0, 0.0, 0.0, 0.0, 0.0, 0.0, 0.0, 0.0, 0.0, 0.0, 0.0, 0.0, 0.0, 0.0, 0.0, 0.0, 0.0, 0.0, 0.0, 0.0, 0.0, 0.0, 0.0, 0.0, 0.0, 0.0, 0.0, 0.0, 0.0, 0.0, 0.0, 0.0, 0.0, 0.0, 0.0, 0.0, 0.0, 0.0, 0.0, 0.0, 0.0, 0.0, 0.0, 0.0, 0.0, 0.0, 0.0, 0.0, 0.0, 0.0, 0.0, 0.0, 0.0, 0.0, 0.0, 0.0, 0.0, 0.0, 0.0, 0.0, 0.0, 0.0, 0.0, 0.0, 0.0, 0.0, 0.0, 0.0, 0.0, 0.0, 0.0, 0.0, 0.0, 0.0, 0.0, 0.0, 0.0, 0.0, 0.0, 0.0, 0.0, 0.0, 0.0, 0.0, 0.0, 0.0, 0.0, 0.0, 0.0, 0.0, 0.0, 0.0, 0.0, 0.0, 0.0, 0.0, 0.0, 0.0, 0.0, 0.0, 0.0, 0.0, 0.0, 0.0, 0.0, 0.0, 0.0, 0.0, 0.0, 0.0, 0.0, 0.0, 0.0, 0.0, 0.0, 0.0, 0.0, 0.0, 0.0, 0.0, 0.0, 0.0, 0.0, 0.0, 0.0, 0.0, 0.0, 0.0, 0.0, 0.0, 0.0, 0.0, 0.0, 0.0, 0.0, 0.0, 0.0, 0.0, 0.0, 0.0, 0.0, 0.0, 0.0, 0.0, 0.0, 0.0, 0.0, 0.0, 0.0, 0.0, 0.0, 0.0, 0.0, 0.0, 0.0, 0.0, 0.0, 0.0, 0.0, 0.0, 0.0, 0.0, 0.0, 0.0, 0.0, 0.0, 0.0, 0.0, 0.0, 0.0, 0.0, 0.0, 0.0, 0.0, 0.0, 0.0, 0.0, 0.0, 0.0, 0.0, 0.0, 0.0, 0.0, 0.0, 0.0, 0.0, 0.0, 0.0, 0.0, 0.0, 0.0, 0.0, 0.0, 0.0, 0.0, 0.0, 0.0, 0.0, 0.0, 0.0, 0.0, 0.0, 0.0, 0.0, 0.0, 0.0, 0.0, 0.0, 0.0, 0.0, 0.0, 0.0, 0.0, 0.0, 0.0, 0.0, 0.0, 0.0, 0.0, 0.0, 0.0, 0.0, 0.0, 0.0, 0.0, 0.0, 0.0, 0.0, 0.0, 0.0, 0.0, 0.0, 0.0, 0.0, 0.0, 0.0, 0.0, 0.0, 0.0, 0.0, 0.0, 0.0, 0.0, 0.0, 0.0, 0.0, 0.0, 0.0, 0.0, 0.0, 0.0, 0.0, 0.0, 0.0, 0.0, 0.0, 0.0, 0.0, 0.0, 0.0, 0.0, 0.0, 0.0, 0.0, 0.0, 0.0, 0.0, 0.0, 0.0, 0.0, 0.0, 0.0, 0.0, 0.0, 0.0, 0.0, 0.0, 0.0, 0.0, 0.0, 0.0, 0.0, 0.0, 0.0, 0.0, 0.0, 0.0, 0.0, 0.0, 0.0, 0.0, 0.0, 0.0, 0.0, 0.0, 0.0, 0.0, 0.0, 0.0, 0.0, 0.0, 0.0, 0.0, 0.0, 0.0, 0.0, 0.0, 0.0, 0.0, 0.0, 0.0, 0.0, 0.0, 0.0, 0.0, 0.0, 0.0, 0.0, 0.0, 0.0, 0.0, 0.0, 0.0, 0.0, 0.0, 0.0, 0.0, 0.0, 0.0, 0.0, 0.0, 0.0, 0.0, 0.0, 0.0, 0.0, 0.0, 0.0, 0.0, 0.0, 0.0, 0.0, 0.0, 0.0, 0.0, 0.0, 0.0, 0.0, 0.0, 0.0, 0.0, 0.0, 0.0, 0.0, 0.0, 0.0, 0.0, 0.0, 0.0, 0.0, 0.0, 0.0, 0.0, 0.0, 0.0, 0.0, 0.0, 0.0, 0.0, 0.0, 0.0, 0.0, 0.0, 0.0, 0.0, 0.0, 0.0, 0.0, 0.0, 0.0, 0.0, 0.0, 0.0, 0.0, 0.0, 0.0, 0.0, 0.0, 0.0, 0.0, 0.0, 0.0, 0.0, 0.0, 0.0, 0.0, 0.0, 0.0, 0.0, 0.0, 0.0, 0.0, 0.0, 0.0, 0.0, 0.0, 0.0, 0.0, 0.0, 0.0, 0.0, 0.0, 0.0, 0.0, 0.0, 0.0, 0.0, 0.0, 0.0, 0.0, 0.0, 0.0, 0.0, 0.0, 0.0, 0.0, 0.0, 0.0, 0.0, 0.0, 0.0, 0.0, 0.0, 0.0, 0.0, 0.0, 0.0, 0.0, 0.0, 0.0, 0.0, 0.0, 0.0, 0.0, 0.0, 0.0, 0.0, 0.0, 0.0, 0.0, 0.0, 0.0, 0.0, 0.0, 0.0, 0.0, 0.0, 0.0, 0.0, 0.0, 0.0, 0.0, 0.0, 0.0, 0.0, 0.0, 0.0, 0.0, 0.0, 0.0, 0.0, 0.0, 0.0, 0.0, 0.0, 0.0, 0.0, 0.0, 0.0, 0.0, 0.0, 0.0, 0.0, 0.0, 0.0, 0.0, 0.0, 0.0, 0.0, 0.0, 0.0, 0.0, 0.0, 0.0, 0.0, 0.0, 0.0, 0.0, 0.0, 0.0, 0.0, 0.0, 0.0, 0.0, 0.0, 0.0, 0.0, 0.0, 0.0, 0.0, 0.0, 0.0, 0.0, 0.0, 0.0, 0.0, 0.0, 0.0, 0.0, 0.0, 0.0, 0.0, 0.0, 0.0, 0.0, 0.0, 0.0, 0.0, 0.0, 0.0, 0.0, 0.0, 0.0, 0.0, 0.0, 0.0, 0.0, 0.0, 0.0, 0.0, 0.0, 0.0, 0.0, 0.0, 0.0, 0.0, 0.0, 0.0, 0.0, 0.0, 0.0, 0.0, 0.0, 0.0, 0.0, 0.0, 0.0, 0.0, 0.0, 0.0, 0.0, 0.0, 0.0, 0.0, 0.0, 0.0, 0.0, 0.0, 0.0, 0.0, 0.0, 0.0, 0.0, 0.0, 0.0, 0.0, 0.0, 0.0, 0.0, 0.0, 0.0, 0.0, 0.0, 0.0, 0.0, 0.0, 0.0, 0.0, 0.0, 0.0, 0.0, 0.0, 0.0, 0.0, 0.0, 0.0, 0.0, 0.0, 0.0, 0.0, 0.0, 0.0, 0.0, 0.0, 0.0, 0.0, 0.0, 0.0, 0.0, 0.0, 0.0, 0.0, 0.0, 0.0, 0.0, 0.0, 0.0, 0.0, 0.0, 0.0, 0.0, 0.0, 0.0, 0.0, 0.0, 0.0, 0.0, 0.0, 0.0, 0.0, 0.0, 0.0, 0.0, 0.0, 0.0, 0.0, 0.0, 0.0, 0.0, 0.0, 0.0, 0.0, 0.0, 0.0, 0.0, 0.0, 0.0, 0.0, 0.0, 0.0, 0.0, 0.0, 0.0, 0.0, 0.0, 0.0, 0.0, 0.0, 0.0, 0.0, 0.0, 0.0, 0.0, 0.0, 0.0, 0.0, 0.0, 0.0, 0.0, 0.0, 0.0, 0.0, 0.0, 0.0, 0.0, 0.0, 0.0, 0.0, 0.0, 0.0, 0.0, 0.0, 0.0, 0.0, 0.0, 0.0, 0.0, 0.0, 0.0, 0.0, 0.0, 0.0, 0.0, 0.0, 0.0, 0.0, 0.0, 0.0, 0.0, 0.0, 0.0, 0.0, 0.0, 0.0, 0.0, 0.0, 0.0, 0.0, 0.0, 0.0, 0.0, 0.0, 0.0, 0.0, 0.0, 0.0, 0.0, 0.0, 0.0, 0.0, 0.0, 0.0, 0.0, 0.0, 0.0, 0.0, 0.0, 0.0, 0.0, 0.0, 0.0, 0.0, 0.0, 0.0, 0.0, 0.0, 0.0, 0.0, 0.0, 0.0, 0.0, 0.0, 0.0, 0.0, 0.0, 0.0, 0.0, 0.0, 0.0, 0.0, 0.0, 0.0, 0.0, 0.0, 0.0, 0.0, 0.0, 0.0, 0.0, 0.0, 0.0, 0.0, 0.0, 0.0, 0.0, 0.0, 0.0, 0.0, 0.0, 0.0, 0.0, 0.0, 0.0, 0.0, 0.0, 0.0, 0.0, 0.0, 0.0, 0.0, 0.0, 0.0, 0.0, 0.0, 0.0, 0.0, 0.0, 0.0, 0.0, 0.0, 0.0, 0.0, 0.0, 0.0, 0.0, 0.0, 0.0, 0.0, 0.0, 0.0, 0.0, 0.0, 0.0, 0.0, 0.0, 0.0, 0.0, 0.0, 0.0, 0.0, 0.0, 0.0, 0.0, 0.0, 0.0, 0.0, 0.0, 0.0, 0.0, 0.0, 0.0, 0.0, 0.0, 0.0, 0.0, 0.0, 0.0, 0.0, 0.0, 0.0, 0.0, 0.0, 0.0, 0.0, 0.0, 0.0, 0.0, 0.0, 0.0, 0.0, 0.0, 0.0, 0.0, 0.0, 0.0, 0.0, 0.0, 0.0, 0.0, 0.0, 0.0, 0.0, 0.0, 0.0, 0.0, 0.0, 0.0, 0.0, 0.0, 0.0, 0.0, 0.0, 0.0, 0.0, 0.0, 0.0, 0.0, 0.0, 0.0, 0.0, 0.0, 0.0, 0.0, 0.0, 0.0, 0.0, 0.0, 0.0, 0.0, 0.0, 0.0, 0.0, 0.0, 0.0, 0.0, 0.0, 0.0, 0.0, 0.0, 0.0, 0.0, 0.0, 0.0, 0.0, 0.0, 0.0, 0.0, 0.0, 0.0, 0.0, 0.0, 0.0, 0.0, 0.0, 0.0, 0.0, 0.0, 0.0, 0.0, 0.0, 0.0, 0.0, 0.0, 0.0, 0.0, 0.0, 0.0, 0.0, 0.0, 0.0, 0.0, 0.0, 0.0, 0.0, 0.0, 0.0, 0.0, 0.0, 0.0, 0.0, 0.0, 0.0, 0.0, 0.0, 0.0, 0.0, 0.0, 0.0, 0.0, 0.0, 0.0, 0.0, 0.0, 0.0, 0.0, 0.0, 0.0, 0.0, 0.0, 0.0, 0.0, 0.0, 0.0, 0.0, 0.0, 0.0, 0.0, 0.0, 0.0, 0.0, 0.0, 0.0, 0.0, 0.0, 0.0, 0.0, 0.0, 0.0, 0.0, 0.0, 0.0, 0.0, 0.0, 0.0, 0.0, 0.0, 0.0, 0.0, 0.0, 0.0, 0.0, 0.0, 0.0, 0.0, 0.0, 0.0, 0.0, 0.0, 0.0, 0.0, 0.0, 0.0, 0.0, 0.0, 0.0, 0.0, 0.0, 0.0, 0.0, 0.0, 0.0, 0.0, 0.0, 0.0, 0.0, 0.0, 0.0, 0.0, 0.0, 0.0, 0.0, 0.0, 0.0, 0.0, 0.0, 0.0, 0.0, 0.0, 0.0, 0.0, 0.0, 0.0, 0.0, 0.0, 0.0, 0.0, 0.0, 0.0, 0.0, 0.0, 0.0, 0.0, 0.0, 0.0, 0.0, 0.0, 0.0, 0.0, 0.0, 0.0, 0.0, 0.0, 0.0, 0.0, 0.0, 0.0, 0.0, 0.0, 0.0, 0.0, 0.0, 0.0, 0.0, 0.0, 0.0, 0.0, 0.0, 0.0, 0.0, 0.0, 0.0, 0.0, 0.0, 0.0, 0.0, 0.0, 0.0, 0.0, 0.0, 0.0, 0.0, 0.0, 0.0, 0.0, 0.0, 0.0, 0.0, 0.0, 0.0, 0.0, 0.0, 0.0, 0.0, 0.0, 0.0, 0.0, 0.0, 0.0, 0.0, 0.0, 0.0, 0.0, 0.0, 0.0, 0.0, 0.0, 0.0, 0.0, 0.0, 0.0, 0.0, 0.0, 0.0, 0.0, 0.0, 0.0, 0.0, 0.0, 0.0, 0.0, 0.0, 0.0, 0.0, 0.0, 0.0, 0.0, 0.0, 0.0, 0.0, 0.0, 0.0, 0.0, 0.0, 0.0, 0.0, 0.0, 0.0, 0.0, 0.0, 0.0, 0.0, 0.0, 0.0, 0.0, 0.0, 0.0, 0.0, 0.0, 0.0, 0.0, 0.0, 0.0, 0.0, 0.0, 0.0, 0.0, 0.0, 0.0, 0.0, 0.0, 0.0, 0.0, 0.0, 0.0, 0.0, 0.0, 0.0, 0.0, 0.0, 0.0, 0.0, 0.0, 0.0, 0.0, 0.0, 0.0, 0.0, 0.0, 0.0, 0.0, 0.0, 0.0, 0.0, 0.0, 0.0, 0.0, 0.0, 0.0, 0.0, 0.0, 0.0, 0.0, 0.0, 0.0, 0.0, 0.0, 0.0, 0.0, 0.0, 0.0, 0.0, 0.0, 0.0, 0.0, 0.0, 0.0, 0.0, 0.0, 0.0, 0.0, 0.0, 0.0, 0.0, 0.0, 0.0, 0.0, 0.0, 0.0, 0.0, 0.0, 0.0, 0.0, 0.0, 0.0, 0.0, 0.0, 0.0, 0.0, 0.0, 0.0, 0.0, 0.0, 0.0, 0.0, 0.0, 0.0, 0.0, 0.0, 0.0, 0.0, 0.0, 0.0, 0.0, 0.0, 0.0, 0.0, 0.0, 0.0, 0.0, 0.0, 0.0, 0.0, 0.0, 0.0, 0.0, 0.0, 0.0, 0.0, 0.0, 0.0, 0.0, 0.0, 0.0, 0.0, 0.0, 0.0, 0.0, 0.0, 0.0, 0.0, 0.0, 0.0, 0.0, 0.0, 0.0, 0.0, 0.0, 0.0, 0.0, 0.0, 0.0, 0.0, 0.0, 0.0, 0.0, 0.0, 0.0, 0.0, 0.0, 0.0, 0.0, 0.0, 0.0, 0.0, 0.0, 0.0, 0.0, 0.0, 0.0, 0.0, 0.0, 0.0, 0.0, 0.0, 0.0, 0.0, 0.0, 0.0, 0.0, 0.0, 0.0, 0.0, 0.0, 0.0, 0.0, 0.0, 0.0, 0.0, 0.0, 0.0, 0.0, 0.0, 0.0, 0.0, 0.0, 0.0, 0.0, 0.0, 0.0, 0.0, 0.0, 0.0, 0.0, 0.0, 0.0, 0.0, 0.0, 0.0, 0.0, 0.0, 0.0, 0.0, 0.0, 0.0, 0.0, 0.0, 0.0, 0.0, 0.0, 0.0, 0.0, 0.0, 0.0, 0.0, 0.0, 0.0, 0.0, 0.0, 0.0, 0.0, 0.0, 0.0, 0.0, 0.0, 0.0, 0.0, 0.0, 0.0, 0.0, 0.0, 0.0, 0.0, 0.0, 0.0, 0.0, 0.0, 0.0, 0.0, 0.0, 0.0, 0.0, 0.0, 0.0, 0.0, 0.0, 0.0, 0.0, 0.0, 0.0, 0.0, 0.0, 0.0, 0.0, 0.0, 0.0, 0.0, 0.0, 0.0, 0.0, 0.0, 0.0, 0.0, 0.0, 0.0, 0.0, 0.0, 0.0, 0.0, 0.0, 0.0, 0.0, 0.0, 0.0, 0.0, 0.0, 0.0, 0.0, 0.0, 0.0, 0.0, 0.0, 0.0, 0.0, 0.0, 0.0, 0.0, 0.0, 0.0, 0.0, 0.0, 0.0, 0.0, 0.0, 0.0, 0.0, 0.0, 0.0, 0.0, 0.0, 0.0, 0.0, 0.0, 0.0, 0.0, 0.0, 0.0, 0.0, 0.0, 0.0, 0.0, 0.0, 0.0, 0.0, 0.0, 0.0, 0.0, 0.0, 0.0, 0.0, 0.0, 0.0, 0.0, 0.0, 0.0, 0.0, 0.0, 0.0, 0.0, 0.0, 0.0, 0.0, 0.0, 0.0, 0.0, 0.0, 0.0, 0.0, 0.0, 0.0, 0.0, 0.0, 0
| analysis_period | 25.0
| dc_degradation | (0.5,)
| dc_lifetime_losses | (0.0, 0.0, 0.0, 0.0, 0.0, 0.0, 0.0, 0.0, 0.0, 0.0, 0.0, 0.0, 0.0, 0.0, 0.0, 0.0, 0.0, 0.0, 0.0, 0.0, 0.0, 0.0, 0.0, 0.0, 0.0, 0.0, 0.0, 0.0, 0.0, 0.0, 0.0, 0.0, 0.0, 0.0, 0.0, 0.0, 0.0, 0.0, 0.0, 0.0, 0.0, 0.0, 0.0, 0.0, 0.0, 0.0, 0.0, 0.0, 0.0, 0.0, 0.0, 0.0, 0.0, 0.0, 0.0, 0.0, 0.0, 0.0, 0.0, 0.0, 0.0, 0.0, 0.0, 0.0, 0.0, 0.0, 0.0, 0.0, 0.0, 0.0, 0.0, 0.0, 0.0, 0.0, 0.0, 0.0, 0.0, 0.0, 0.0, 0.0, 0.0, 0.0, 0.0, 0.0, 0.0, 0.0, 0.0, 0.0, 0.0, 0.0, 0.0, 0.0, 0.0, 0.0, 0.0, 0.0, 0.0, 0.0, 0.0, 0.0, 0.0, 0.0, 0.0, 0.0, 0.0, 0.0, 0.0, 0.0, 0.0, 0.0, 0.0, 0.0, 0.0, 0.0, 0.0, 0.0, 0.0, 0.0, 0.0, 0.0, 0.0, 0.0, 0.0, 0.0, 0.0, 0.0, 0.0, 0.0, 0.0, 0.0, 0.0, 0.0, 0.0, 0.0, 0.0, 0.0, 0.0, 0.0, 0.0, 0.0, 0.0, 0.0, 0.0, 0.0, 0.0, 0.0, 0.0, 0.0, 0.0, 0.0, 0.0, 0.0, 0.0, 0.0, 0.0, 0.0, 0.0, 0.0, 0.0, 0.0, 0.0, 0.0, 0.0, 0.0, 0.0, 0.0, 0.0, 0.0, 0.0, 0.0, 0.0, 0.0, 0.0, 0.0, 0.0, 0.0, 0.0, 0.0, 0.0, 0.0, 0.0, 0.0, 0.0, 0.0, 0.0, 0.0, 0.0, 0.0, 0.0, 0.0, 0.0, 0.0, 0.0, 0.0, 0.0, 0.0, 0.0, 0.0, 0.0, 0.0, 0.0, 0.0, 0.0, 0.0, 0.0, 0.0, 0.0, 0.0, 0.0, 0.0, 0.0, 0.0, 0.0, 0.0, 0.0, 0.0, 0.0, 0.0, 0.0, 0.0, 0.0, 0.0, 0.0, 0.0, 0.0, 0.0, 0.0, 0.0, 0.0, 0.0, 0.0, 0.0, 0.0, 0.0, 0.0, 0.0, 0.0, 0.0, 0.0, 0.0, 0.0, 0.0, 0.0, 0.0, 0.0, 0.0, 0.0, 0.0, 0.0, 0.0, 0.0, 0.0, 0.0, 0.0, 0.0, 0.0, 0.0, 0.0, 0.0, 0.0, 0.0, 0.0, 0.0, 0.0, 0.0, 0.0, 0.0, 0.0, 0.0, 0.0, 0.0, 0.0, 0.0, 0.0, 0.0, 0.0, 0.0, 0.0, 0.0, 0.0, 0.0, 0.0, 0.0, 0.0, 0.0, 0.0, 0.0, 0.0, 0.0, 0.0, 0.0, 0.0, 0.0, 0.0, 0.0, 0.0, 0.0, 0.0, 0.0, 0.0, 0.0, 0.0, 0.0, 0.0, 0.0, 0.0, 0.0, 0.0, 0.0, 0.0, 0.0, 0.0, 0.0, 0.0, 0.0, 0.0, 0.0, 0.0, 0.0, 0.0, 0.0, 0.0, 0.0, 0.0, 0.0, 0.0, 0.0, 0.0, 0.0, 0.0, 0.0, 0.0, 0.0, 0.0, 0.0, 0.0, 0.0, 0.0, 0.0, 0.0, 0.0, 0.0, 0.0, 0.0, 0.0, 0.0, 0.0, 0.0, 0.0, 0.0, 0.0, 0.0, 0.0, 0.0, 0.0, 0.0, 0.0, 0.0, 0.0, 0.0, 0.0, 0.0, 0.0, 0.0, 0.0, 0.0, 0.0, 0.0, 0.0, 0.0, 0.0, 0.0, 0.0, 0.0, 0.0, 0.0, 0.0, 0.0, 0.0, 0.0, 0.0, 0.0, 0.0, 0.0, 0.0, 0.0, 0.0, 0.0, 0.0, 0.0, 0.0, 0.0, 0.0, 0.0, 0.0, 0.0, 0.0, 0.0, 0.0, 0.0, 0.0, 0.0, 0.0, 0.0, 0.0, 0.0, 0.0, 0.0, 0.0, 0.0, 0.0, 0.0, 0.0, 0.0, 0.0, 0.0, 0.0, 0.0, 0.0, 0.0, 0.0, 0.0, 0.0, 0.0, 0.0, 0.0, 0.0, 0.0, 0.0, 0.0, 0.0, 0.0, 0.0, 0.0, 0.0, 0.0, 0.0, 0.0, 0.0, 0.0, 0.0, 0.0, 0.0, 0.0, 0.0, 0.0, 0.0, 0.0, 0.0, 0.0, 0.0, 0.0, 0.0, 0.0, 0.0, 0.0, 0.0, 0.0, 0.0, 0.0, 0.0, 0.0, 0.0, 0.0, 0.0, 0.0, 0.0, 0.0, 0.0, 0.0, 0.0, 0.0, 0.0, 0.0, 0.0, 0.0, 0.0, 0.0, 0.0, 0.0, 0.0, 0.0, 0.0, 0.0, 0.0, 0.0, 0.0, 0.0, 0.0, 0.0, 0.0, 0.0, 0.0, 0.0, 0.0, 0.0, 0.0, 0.0, 0.0, 0.0, 0.0, 0.0, 0.0, 0.0, 0.0, 0.0, 0.0, 0.0, 0.0, 0.0, 0.0, 0.0, 0.0, 0.0, 0.0, 0.0, 0.0, 0.0, 0.0, 0.0, 0.0, 0.0, 0.0, 0.0, 0.0, 0.0, 0.0, 0.0, 0.0, 0.0, 0.0, 0.0, 0.0, 0.0, 0.0, 0.0, 0.0, 0.0, 0.0, 0.0, 0.0, 0.0, 0.0, 0.0, 0.0, 0.0, 0.0, 0.0, 0.0, 0.0, 0.0, 0.0, 0.0, 0.0, 0.0, 0.0, 0.0, 0.0, 0.0, 0.0, 0.0, 0.0, 0.0, 0.0, 0.0, 0.0, 0.0, 0.0, 0.0, 0.0, 0.0, 0.0, 0.0, 0.0, 0.0, 0.0, 0.0, 0.0, 0.0, 0.0, 0.0, 0.0, 0.0, 0.0, 0.0, 0.0, 0.0, 0.0, 0.0, 0.0, 0.0, 0.0, 0.0, 0.0, 0.0, 0.0, 0.0, 0.0, 0.0, 0.0, 0.0, 0.0, 0.0, 0.0, 0.0, 0.0, 0.0, 0.0, 0.0, 0.0, 0.0, 0.0, 0.0, 0.0, 0.0, 0.0, 0.0, 0.0, 0.0, 0.0, 0.0, 0.0, 0.0, 0.0, 0.0, 0.0, 0.0, 0.0, 0.0, 0.0, 0.0, 0.0, 0.0, 0.0, 0.0, 0.0, 0.0, 0.0, 0.0, 0.0, 0.0, 0.0, 0.0, 0.0, 0.0, 0.0, 0.0, 0.0, 0.0, 0.0, 0.0, 0.0, 0.0, 0.0, 0.0, 0.0, 0.0, 0.0, 0.0, 0.0, 0.0, 0.0, 0.0, 0.0, 0.0, 0.0, 0.0, 0.0, 0.0, 0.0, 0.0, 0.0, 0.0, 0.0, 0.0, 0.0, 0.0, 0.0, 0.0, 0.0, 0.0, 0.0, 0.0, 0.0, 0.0, 0.0, 0.0, 0.0, 0.0, 0.0, 0.0, 0.0, 0.0, 0.0, 0.0, 0.0, 0.0, 0.0, 0.0, 0.0, 0.0, 0.0, 0.0, 0.0, 0.0, 0.0, 0.0, 0.0, 0.0, 0.0, 0.0, 0.0, 0.0, 0.0, 0.0, 0.0, 0.0, 0.0, 0.0, 0.0, 0.0, 0.0, 0.0, 0.0, 0.0, 0.0, 0.0, 0.0, 0.0, 0.0, 0.0, 0.0, 0.0, 0.0, 0.0, 0.0, 0.0, 0.0, 0.0, 0.0, 0.0, 0.0, 0.0, 0.0, 0.0, 0.0, 0.0, 0.0, 0.0, 0.0, 0.0, 0.0, 0.0, 0.0, 0.0, 0.0, 0.0, 0.0, 0.0, 0.0, 0.0, 0.0, 0.0, 0.0, 0.0, 0.0, 0.0, 0.0, 0.0, 0.0, 0.0, 0.0, 0.0, 0.0, 0.0, 0.0, 0.0, 0.0, 0.0, 0.0, 0.0, 0.0, 0.0, 0.0, 0.0, 0.0, 0.0, 0.0, 0.0, 0.0, 0.0, 0.0, 0.0, 0.0, 0.0, 0.0, 0.0, 0.0, 0.0, 0.0, 0.0, 0.0, 0.0, 0.0, 0.0, 0.0, 0.0, 0.0, 0.0, 0.0, 0.0, 0.0, 0.0, 0.0, 0.0, 0.0, 0.0, 0.0, 0.0, 0.0, 0.0, 0.0, 0.0, 0.0, 0.0, 0.0, 0.0, 0.0, 0.0, 0.0, 0.0, 0.0, 0.0, 0.0, 0.0, 0.0, 0.0, 0.0, 0.0, 0.0, 0.0, 0.0, 0.0, 0.0, 0.0, 0.0, 0.0, 0.0, 0.0, 0.0, 0.0, 0.0, 0.0, 0.0, 0.0, 0.0, 0.0, 0.0, 0.0, 0.0, 0.0, 0.0, 0.0, 0.0, 0.0, 0.0, 0.0, 0.0, 0.0, 0.0, 0.0, 0.0, 0.0, 0.0, 0.0, 0.0, 0.0, 0.0, 0.0, 0.0, 0.0, 0.0, 0.0, 0.0, 0.0, 0.0, 0.0, 0.0, 0.0, 0.0, 0.0, 0.0, 0.0, 0.0, 0.0, 0.0, 0.0, 0.0, 0.0, 0.0, 0.0, 0.0, 0.0, 0.0, 0.0, 0.0, 0.0, 0.0, 0.0, 0.0, 0.0, 0.0, 0.0, 0.0, 0.0, 0.0, 0.0, 0.0, 0.0, 0.0, 0.0, 0.0, 0.0, 0.0, 0.0, 0.0, 0.0, 0.0, 0.0, 0.0, 0.0, 0.0, 0.0, 0.0, 0.0, 0.0, 0.0, 0.0, 0.0, 0.0, 0.0, 0.0, 0.0, 0.0, 0.0, 0.0, 0.0, 0.0, 0.0, 0.0, 0.0, 0.0, 0.0, 0.0, 0.0, 0.0, 0.0, 0.0, 0.0, 0.0, 0.0, 0.0, 0.0, 0.0, 0.0, 0.0, 0.0, 0.0, 0.0, 0.0, 0.0, 0.0, 0.0, 0.0, 0.0, 0.0, 0.0, 0.0, 0.0, 0.0, 0.0, 0.0, 0.0, 0.0, 0.0, 0.0, 0.0, 0.0, 0.0, 0.0, 0.0, 0.0, 0.0, 0.0, 0.0, 0.0, 0.0, 0.0, 0.0, 0.0, 0.0, 0.0, 0.0, 0.0, 0.0, 0.0, 0.0, 0.0, 0.0, 0.0, 0.0, 0.0, 0.0, 0.0, 0.0, 0.0, 0.0, 0.0, 0.0, 0.0, 0.0, 0.0, 0.0, 0.0, 0.0, 0.0, 0.0, 0.0, 0.0, 0.0, 0.0, 0.0, 0.0, 0.0, 0.0, 0.0, 0.0, 0.0, 0.0, 0.0, 0.0, 0.0, 0.0, 0.0, 0.0, 0.0, 0.0, 0.0, 0.0, 0.0, 0.0, 0.0, 0.0, 0.0, 0.0, 0.0, 0.0, 0.0, 0.0, 0.0, 0.0, 0.0, 0.0, 0.0, 0.0, 0.0, 0.0, 0.0, 0.0, 0.0, 0.0, 0.0, 0.0, 0.0, 0.0, 0.0, 0.0, 0.0, 0.0, 0.0, 0.0, 0.0, 0.0, 0.0, 0.0, 0.0, 0.0, 0.0, 0.0, 0.0, 0.0, 0.0, 0.0, 0.0, 0.0, 0.0, 0.0, 0.0, 0.0, 0.0, 0.0, 0.0, 0.0, 0.0, 0.0, 0.0, 0.0, 0.0, 0.0, 0.0, 0.0, 0.0, 0.0, 0.0, 0.0, 0.0, 0.0, 0.0, 0.0, 0.0, 0.0, 0.0, 0.0, 0.0, 0.0, 0.0, 0.0, 0.0, 0.0, 0.0, 0.0, 0.0, 0.0, 0.0, 0.0, 0.0, 0.0, 0.0, 0.0, 0.0, 0.0, 0.0, 0.0, 0.0, 0.0, 0.0, 0.0, 0.0, 0.0, 0.0, 0.0, 0.0, 0.0, 0.0, 0.0, 0.0, 0.0, 0.0, 0.0, 0.0, 0.0, 0.0, 0.0, 0.0, 0.0, 0.0, 0.0, 0.0, 0.0, 0.0, 0.0, 0.0, 0.0, 0.0, 0.0, 0.0, 0.0, 0.0, 0.0, 0.0, 0.0, 0.0, 0.0, 0.0, 0.0, 0.0, 0.0, 0.0, 0.0, 0.0, 0.0, 0.0, 0.0, 0.0, 0.0, 0.0, 0.0, 0.0, 0.0, 0.0, 0.0, 0.0, 0.0, 0.0, 0.0, 0.0, 0.0, 0.0, 0.0, 0.0, 0.0, 0.0, 0.0, 0.0, 0.0, 0.0, 0.0, 0.0, 0.0, 0.0, 0.0, 0.0, 0.0, 0.0, 0.0, 0.0, 0.0, 0.0, 0.0, 0.0, 0.0, 0.0, 0.0, 0.0, 0.0, 0.0, 0.0, 0.0, 0.0, 0.0, 0.0, 0.0, 0.0, 0.0, 0.0, 0.0, 0.0, 0.0, 0.0, 0.0, 0.0, 0.0, 0.0, 0.0, 0.0, 0.0, 0.0, 0.0, 0.0, 0.0, 0.0, 0.0, 0.0, 0.0, 0.0, 0.0, 0.0, 0.0, 0.0, 0.0, 0.0, 0.0, 0.0, 0.0, 0.0, 0.0, 0.0, 0.0, 0.0, 0.0, 0.0, 0.0, 0.0, 0.0, 0.0, 0.0, 0.0, 0.0, 0.0, 0.0, 0.0, 0.0, 0.0, 0.0, 0.0, 0.0, 0.0, 0.0, 0.0, 0.0, 0.0, 0.0, 0.0, 0.0, 0.0, 0.0, 0.0, 0.0, 0.0, 0.0, 0.0, 0.0, 0.0, 0.0, 0.0, 0.0, 0.0, 0.0, 0.0, 0.0, 0.0, 0.0, 0.0, 0.0, 0.0, 0.0, 0.0, 0.0, 0.0, 0.0, 0.0, 0.0, 0.0, 0.0, 0.0, 0.0, 0.0, 0.0, 0.0, 0.0, 0.0, 0.0, 0.0, 0.0, 0.0, 0.0, 0.0, 0.0, 0.0, 0.0, 0.0, 0.0, 0.0, 0.0, 0.0, 0.0, 0.0, 0.0, 0.0, 0.0, 0.0, 0.0, 0.0, 0.0, 0.0, 0.0, 0.0, 0.0, 0.0, 0.0, 0.0, 0.0, 0.0, 0.0, 0.0, 0.0, 0.0, 0.0, 0.0, 0.0, 0.0, 0.0, 0.0, 0.0, 0.0, 0.0, 0.0, 0.0, 0.0, 0.0, 0.0, 0.0, 0.0, 0.0, 0.0, 0.0, 0.0, 0.0, 0.0, 0.0, 0.0, 0.0, 0.0, 0.0, 0.0, 0.0, 0.0, 0.0, 0.0, 0.0, 0.0, 0.0, 0.0, 0.0, 0.0, 0.0, 0.0, 0.0, 0.0, 0.0, 0.0, 0.0, 0.0, 0.0, 0.0, 0.0, 0.0, 0.0, 0.0, 0.0, 0.0, 0.0, 0.0, 0.0, 0.0, 0.0, 0.0, 0.0, 0.0, 0.0, 0.0, 0.0, 0.0, 0.0, 0.0, 0.0, 0.0, 0.0, 0.0, 0.0, 0.0, 0.0, 0.0, 0.0, 0.0, 0.0, 0.0, 0.0, 0.0, 0.0, 0.0, 0.0, 0.0, 0.0, 0.0, 0.0, 0.0, 0.0, 0.0, 0.0, 0.0, 0.0, 0.0, 0.0, 0.0, 0.0, 0.0, 0.0, 0.0, 0.0, 0.0, 0.0, 0.0, 0.0, 0.0, 0.0, 0.0, 0.0, 0.0, 0.0, 0.0, 0.0, 0.0, 0.0, 0.0, 0.0, 0.0, 0.0, 0.0, 0.0, 0.0, 0.0, 0.0, 0.0, 0.0, 0.0, 0.0, 0.0, 0.0, 0.0, 0.0, 0.0, 0.0, 0.0, 0.0, 0.0, 0.0, 0.0, 0.0, 0.0, 0.0, 0.0, 0.0, 0.0, 0.0, 0.0, 0.0, 0.0, 0.0, 0.0, 0.0, 0.0, 0.0, 0.0, 0.0, 0.0, 0.0, 0.0, 0.0, 0.0, 0.0, 0.0, 0.0, 0.0, 0.0, 0.0, 0.0, 0.0, 0.0, 0.0, 0.0, 0.0, 0.0, 0.0, 0.0, 0.0, 0.0, 0.0, 0.0, 0.0, 0.0, 0.0, 0.0, 0.0, 0.0, 0.0, 0.0, 0.0, 0.0, 0.0, 0.0, 0.0, 0.0, 0.0, 0.0, 0.0, 0.0, 0.0, 0.0, 0.0, 0.0, 0.0, 0.0, 0.0, 0.0, 0.0, 0.0, 0.0, 0.0, 0.0, 0.0, 0.0, 0.0, 0.0, 0.0, 0.0, 0.0, 0.0, 0.0, 0.0, 0.0, 0.0, 0.0, 0.0, 0.0, 0.0, 0.0, 0.0, 0.0, 0.0, 0.0, 0.0, 0.0, 0.0, 0.0, 0.0, 0.0, 0.0, 0.0, 0.0, 0.0, 0.0, 0.0, 0.0, 0.0, 0.0, 0.0, 0.0, 0.0, 0.0, 0.0, 0.0, 0.0, 0.0, 0.0, 0.0, 0.0, 0.0, 0.0, 0.0, 0.0, 0.0, 0.0, 0.0, 0.0, 0.0, 0.0, 0.0, 0.0, 0.0, 0.0, 0.0, 0.0, 0.0, 0.0, 0.0, 0.0, 0.0, 0.0, 0.0, 0.0, 0.0, 0.0, 0.0, 0.0, 0.0, 0.0, 0.0, 0.0, 0.0, 0.0, 0.0, 0.0, 0.0, 0.0, 0.0, 0.0, 0.0, 0.0, 0.0, 0.0, 0.0, 0.0, 0.0, 0.0, 0.0, 0.0, 0.0, 0.0, 0.0, 0.0, 0.0, 0.0, 0.0, 0.0, 0.0, 0.0, 0.0, 0.0, 0.0, 0.0, 0.0, 0.0, 0.0, 0.0, 0.0, 0.0, 0.0, 0.0, 0.0, 0.0, 0.0, 0.0, 0.0, 0.0, 0.0, 0.0, 0.0, 0.0, 0.0, 0.0, 0.0, 0.0, 0.0, 0.0, 0.0, 0.0, 0.0, 0.0, 0.0, 0.0, 0.0, 0.0, 0.0, 0.0, 0.0, 0.0, 0.0, 0.0, 0.0, 0.0, 0.0, 0.0, 0.0, 0.0, 0.0, 0.0, 0.0, 0.0, 0.0, 0.0, 0.0, 0.0, 0.0, 0.0, 0.0, 0.0, 0.0, 0.0, 0.0, 0.0, 0.0, 0.0, 0.0, 0.0, 0.0, 0.0, 0.0, 0.0, 0.0, 0.0, 0.0, 0.0, 0.0, 0.0, 0.0, 0.0, 0.0, 0.0, 0.0, 0.0, 0.0, 0.0, 0.0, 0.0, 0.0, 0.0, 0.0, 0.0, 0.0, 0.0, 0.0, 0.0, 0.0, 0.0, 0.0, 0.0, 0.0, 0.0, 0.0, 0.0, 0.0, 0.0, 0.0, 0.0, 0.0, 0.0, 0.0, 0.0, 0.0, 0.0, 0.0, 0.0, 0.0, 0.0, 0.0, 0.0, 0.0, 0.0, 0.0, 0.0, 0.0, 0.0, 0.0, 0.0, 0.0, 0.0, 0.0, 0.0, 0.0, 0.0, 0.0, 0.0, 0.0, 0.0, 0.0, 0.0, 0.0, 0.0, 0.0, 0.0, 0.0, 0.0, 0.0, 0.0, 0.0, 0.0, 0.0, 0.0, 0.0, 0.0, 0.0, 0.0, 0.0, 0.0, 0.0, 0.0, 0.0, 0.0, 0.0, 0.0, 0.0, 0.0, 0.0, 0.0, 0.0, 0.0, 0.0, 0.0, 0.0, 0.0, 0.0, 0.0, 0.0, 0.0, 0.0, 0.0, 0.0, 0.0, 0.0, 0.0, 0.0, 0.0, 0.0, 0.0, 0.0, 0.0, 0.0, 0.0, 0.0, 0.0, 0.0, 0.0, 0.0, 0.0, 0.0, 0.0, 0.0, 0.0, 0.0, 0.0, 0.0, 0.0, 0.0, 0.0, 0.0, 0.0, 0.0, 0.0, 0.0, 0.0, 0.0, 0.0, 0.0, 0.0, 0.0, 0.0, 0.0, 0.0, 0.0, 0.0, 0.0, 0.0, 0.0, 0.0, 0.0, 0.0, 0.0, 0.0, 0.0, 0.0, 0.0, 0.0, 0.0, 0.0, 0.0, 0.0, 0.0, 0.0, 0.0, 0.0, 0.0, 0.0, 0.0, 0.0, 0.0, 0.0, 0.0, 0.0, 0.0, 0.0, 0.0, 0.0, 0.0, 0.0, 0.0, 0.0, 0.0, 0.0, 0.0, 0.0, 0.0, 0.0, 0.0, 0.0, 0.0, 0.0, 0.0, 0.0, 0.0, 0.0, 0.0, 0.0, 0.0, 0.0, 0.0, 0.0, 0.0, 0.0, 0.0, 0.0, 0.0, 0.0, 0.0, 0.0, 0.0, 0.0, 0.0, 0.0, 0.0, 0.0, 0.0, 0.0, 0.0, 0.0, 0.0, 0.0, 0.0, 0.0, 0.0, 0.0, 0.0, 0.0, 0.0, 0.0, 0.0, 0.0, 0.0, 0.0, 0.0, 0.0, 0.0, 0.0, 0.0, 0.0, 0.0, 0.0, 0.0, 0.0, 0.0, 0.0, 0.0, 0.0, 0.0, 0.0, 0.0, 0.0, 0.0, 0.0, 0.0, 0.0, 0.0, 0.0, 0.0, 0.0, 0.0, 0.0, 0.0, 0.0, 0.0, 0.0, 0.0, 0.0, 0.0, 0.0, 0.0, 0.0, 0.0, 0.0, 0.0, 0.0, 0.0, 0.0, 0.0, 0.0, 0.0, 0.0, 0.0, 0.0, 0.0, 0.0, 0.0, 0.0, 0.0, 0.0, 0.0, 0.0, 0.0, 0.0, 0.0, 0.0, 0.0, 0.0, 0.0, 0.0, 0.0, 0.0, 0.0, 0.0, 0.0, 0.0, 0.0, 0.0, 0.0, 0.0, 0.0, 0.0, 0.0, 0.0, 0.0, 0.0, 0.0, 0.0, 0.0, 0.0, 0.0, 0.0, 0.0, 0.0, 0.0, 0.0, 0.0, 0.0, 0.0, 0.0, 0.0, 0.0, 0.0, 0.0, 0.0, 0.0, 0.0, 0.0, 0.0, 0.0, 0.0, 0.0, 0.0, 0.0, 0.0, 0.0, 0.0, 0.0, 0.0, 0.0, 0.0, 0.0, 0.0, 0.0, 0.0, 0.0, 0.0, 0.0, 0.0, 0.0, 0.0, 0.0, 0.0, 0.0, 0.0, 0.0, 0.0, 0.0, 0.0, 0.0, 0.0, 0.0, 0.0, 0.0, 0.0, 0.0, 0.0, 0.0, 0.0, 0.0, 0.0, 0.0, 0.0, 0.0, 0.0, 0.0, 0.0, 0.0, 0.0, 0.0, 0.0, 0.0, 0.0, 0.0, 0.0, 0.0, 0.0, 0.0, 0.0, 0.0, 0.0, 0.0, 0.0, 0.0, 0.0, 0.0, 0.0, 0.0, 0.0, 0.0, 0.0, 0.0, 0.0, 0.0, 0.0, 0.0, 0.0, 0.0, 0.0, 0.0, 0.0, 0.0, 0.0, 0.0, 0.0, 0.0, 0.0, 0.0, 0.0, 0.0, 0.0, 0.0, 0.0, 0.0, 0.0, 0.0, 0.0, 0.0, 0.0, 0.0, 0.0, 0.0, 0.0, 0.0, 0.0, 0.0, 0.0, 0.0, 0.0, 0.0, 0.0, 0.0, 0.0, 0.0, 0.0, 0.0, 0.0, 0.0, 0.0, 0.0, 0.0, 0.0, 0.0, 0.0, 0.0, 0.0, 0.0, 0.0, 0.0, 0.0, 0.0, 0.0, 0.0, 0.0, 0.0, 0.0, 0.0, 0.0, 0.0, 0.0, 0.0, 0.0, 0.0, 0.0, 0.0, 0.0, 0.0, 0.0, 0.0, 0.0, 0.0, 0.0, 0.0, 0.0, 0.0, 0.0, 0.0, 0.0, 0.0, 0.0, 0.0, 0.0, 0.0, 0.0, 0.0, 0.0, 0.0, 0.0, 0.0, 0.0, 0.0, 0.0, 0.0, 0.0, 0.0, 0.0, 0.0, 0.0, 0.0, 0.0, 0.0, 0.0, 0.0, 0.0, 0.0, 0.0, 0.0, 0.0, 0.0, 0.0, 0.0, 0.0, 0.0, 0.0, 0.0, 0.0, 0.0, 0.0, 0.0, 0.0, 0.0, 0.0, 0.0, 0.0, 0.0, 0.0, 0.0, 0.0, 0.0, 0.0, 0.0, 0.0, 0.0, 0.0, 0.0, 0.0, 0.0, 0.0, 0.0, 0.0, 0.0, 0.0, 0.0, 0.0, 0.0, 0.0, 0.0, 0.0, 0.0, 0.0, 0.0, 0.0, 0.0, 0.0, 0.0, 0.0, 0.0, 0.0, 0.0, 0.0, 0.0, 0.0, 0.0, 0.0, 0.0, 0.0, 0.0, 0.0, 0.0, 0.0, 0.0, 0.0, 0.0, 0.0, 0.0, 0.0, 0.0, 0.0, 0.0, 0.0, 0.0, 0.0, 0.0, 0.0, 0.0, 0.0, 0.0, 0.0, 0.0, 0.0, 0.0, 0.0, 0.0, 0.0, 0.0, 0.0, 0.0, 0.0, 0.0, 0.0, 0.0, 0.0, 0.0, 0.0, 0.0, 0.0, 0.0, 0.0, 0.0, 0.0, 0.0, 0.0, 0.0, 0.0, 0.0, 0.0, 0.0, 0.0, 0.0, 0.0, 0.0, 0.0, 0.0, 0.0, 0.0, 0.0, 0.0, 0.0, 0.0, 0.0, 0.0, 0.0, 0.0, 0.0, 0.0, 0.0, 0.0, 0.0, 0.0, 0.0, 0.0, 0.0, 0.0, 0.0, 0.0, 0.0, 0.0, 0.0, 0.0, 0.0, 0.0, 0.0, 0.0, 0.0, 0.0, 0.0, 0.0, 0.0, 0.0, 0.0, 0.0, 0.0, 0.0, 0.0, 0.0, 0.0, 0.0, 0.0, 0.0, 0.0, 0.0, 0.0, 0.0, 0.0, 0.0, 0.0, 0.0, 0.0, 0.0, 0.0, 0.0, 0.0, 0.0, 0.0, 0.0, 0.0, 0.0, 0.0, 0.0, 0.0, 0.0, 0.0, 0.0, 0.0, 0.0, 0.0, 0.0, 0.0, 0.0, 0.0, 0.0, 0.0, 0.0, 0.0, 0.0, 0.0, 0.0, 0.0, 0.0, 0.0, 0.0, 0.0, 0.0, 0.0, 0.0, 0.0, 0.0, 0.0, 0.0, 0.0, 0.0, 0.0, 0.0, 0.0, 0.0, 0.0, 0.0, 0.0, 0.0, 0.0, 0.0, 0.0, 0.0, 0.0, 0.0, 0.0, 0.0, 0.0, 0.0, 0.0, 0.0, 0.0, 0.0, 0.0, 0.0, 0.0, 0.0, 0.0, 0.0, 0.0, 0.0, 0.0, 0.0, 0.0, 0.0, 0.0, 0.0, 0.0, 0.0, 0.0, 0.0, 0.0, 0.0, 0.0, 0.0, 0.0, 0.0, 0.0, 0.0, 0.0, 0.0, 0.0, 0.0, 0.0, 0.0, 0.0, 0.0, 0.0, 0.0, 0.0, 0.0, 0.0, 0.0, 0.0, 0.0, 0.0, 0.0, 0.0, 0.0, 0.0, 0.0, 0.0, 0.0, 0.0, 0.0, 0.0, 0.0, 0.0, 0.0, 0.0, 0.0, 0.0, 0.0, 0.0, 0.0, 0.0, 0.0, 0.0, 0.0, 0.0, 0.0, 0.0, 0.0, 0.0, 0.0, 0.0, 0.0, 0.0, 0.0, 0.0, 0.0, 0.0, 0.0, 0.0, 0.0, 0.0, 0.0, 0.0, 0.0, 0.0, 0.0, 0.0, 0.0, 0.0, 0.0, 0.0, 0.0, 0.0, 0.0, 0.0, 0.0, 0.0, 0.0, 0.0, 0.0, 0.0, 0.0, 0.0, 0.0, 0.0, 0.0, 0.0, 0.0, 0.0, 0.0, 0.0, 0.0, 0.0, 0.0, 0.0, 0.0, 0.0, 0.0, 0.0, 0.0, 0.0, 0.0, 0.0, 0.0, 0.0, 0.0, 0.0, 0.0, 0.0, 0.0, 0.0, 0.0, 0.0, 0.0, 0.0, 0.0, 0.0, 0.0, 0.0, 0.0, 0.0, 0.0, 0.0, 0.0, 0.0, 0.0, 0.0, 0.0, 0.0, 0.0, 0.0, 0.0, 0.0, 0.0, 0.0, 0.0, 0.0, 0.0, 0.0, 0.0, 0.0, 0.0, 0.0, 0.0, 0.0, 0.0, 0.0, 0.0, 0.0, 0.0, 0.0, 0.0, 0.0, 0.0, 0.0, 0.0, 0.0, 0.0, 0.0, 0.0, 0.0, 0.0, 0.0, 0.0, 0.0, 0.0, 0.0, 0.0, 0.0, 0.0, 0.0, 0.0, 0.0, 0.0, 0.0, 0.0, 0.0, 0.0, 0.0, 0.0, 0.0, 0.0, 0.0, 0.0, 0.0, 0.0, 0.0, 0.0, 0.0, 0.0, 0.0, 0.0, 0.0, 0.0, 0.0, 0.0, 0.0, 0.0, 0.0, 0.0, 0.0, 0.0, 0.0, 0.0, 0.0, 0.0, 0.0, 0.0, 0.0, 0.0, 0.0, 0.0, 0.0, 0.0, 0.0, 0.0, 0.0, 0.0, 0.0, 0.0, 0.0, 0.0, 0.0, 0.0, 0.0, 0.0, 0.0, 0.0, 0.0, 0.0, 0.0, 0.0, 0.0, 0.0, 0.0, 0.0, 0.0, 0.0, 0.0, 0.0, 0.0, 0.0, 0.0, 0.0, 0.0, 0.0, 0.0, 0.0, 0.0, 0.0, 0.0, 0.0, 0.0, 0.0, 0.0, 0.0, 0.0, 0.0, 0.0, 0.0, 0.0, 0.0, 0.0, 0.0, 0.0, 0.0, 0.0, 0.0, 0.0, 0.0, 0.0, 0.0, 0.0, 0.0, 0.0, 0.0, 0.0, 0.0, 0.0, 0.0, 0.0, 0.0, 0.0, 0.0, 0.0, 0.0, 0.0, 0.0, 0.0, 0.0, 0.0, 0.0, 0.0, 0.0, 0.0, 0.0, 0.0, 0.0, 0.0, 0.0, 0.0, 0.0, 0.0, 0.0, 0.0, 0.0, 0.0, 0.0, 0.0, 0.0, 0.0, 0.0, 0.0, 0.0, 0.0, 0.0, 0.0, 0.0, 0.0, 0.0, 0.0, 0.0, 0.0, 0.0, 0.0, 0.0, 0.0, 0.0, 0.0, 0.0, 0.0, 0.0, 0.0, 0.0, 0.0, 0.0, 0.0, 0.0, 0.0, 0.0, 0.0, 0.0, 0.0, 0.0, 0.0, 0.0, 0.0, 0.0, 0.0, 0.0, 0.0, 0.0, 0.0, 0.0, 0.0, 0.0, 0.0, 0.0, 0.0, 0.0, 0.0, 0.0, 0.0, 0.0, 0.0, 0.0, 0.0, 0.0, 0.0, 0.0, 0.0, 0.0, 0.0, 0.0, 0.0, 0.0, 0.0, 0.0, 0.0, 0.0, 0.0, 0.0, 0.0, 0.0, 0.0, 0.0, 0.0, 0.0, 0.0, 0.0, 0.0, 0.0, 0.0, 0.0, 0.0, 0.0, 0.0, 0.0, 0.0, 0.0, 0.0, 0.0, 0.0, 0.0, 0.0, 0.0, 0.0, 0.0, 0.0, 0.0, 0.0, 0.0, 0.0, 0.0, 0.0, 0.0, 0.0, 0.0, 0.0, 0.0, 0.0, 0.0, 0.0, 0.0, 0.0, 0.0, 0.0, 0.0, 0.0, 0.0, 0.0, 0.0, 0.0, 0.0, 0.0, 0.0, 0.0, 0.0, 0.0, 0.0, 0.0, 0.0, 0.0, 0.0, 0.0, 0.0, 0.0, 0.0, 0.0, 0.0, 0.0, 0.0, 0.0, 0.0, 0.0, 0.0, 0.0, 0.0, 0.0, 0.0, 0.0, 0.0, 0.0, 0.0, 0.0, 0.0, 0.0, 0.0, 0.0, 0.0, 0.0, 0.0, 0.0, 0.0, 0.0, 0.0, 0.0, 0.0, 0.0, 0.0, 0.0, 0.0, 0.0, 0.0, 0.0, 0.0, 0.0, 0.0, 0.0, 0.0, 0.0, 0.0, 0.0, 0.0, 0.0, 0.0, 0.0, 0.0, 0.0, 0.0, 0.0, 0.0, 0.0, 0.0, 0.0, 0.0, 0.0, 0.0, 0.0, 0.0, 0.0, 0.0, 0.0, 0.0, 0.0, 0.0, 0.0, 0.0, 0.0, 0.0, 0.0, 0.0, 0.0, 0.0, 0.0, 0.0, 0.0, 0.0, 0.0, 0.0, 0.0, 0.0, 0.0, 0.0, 0.0, 0.0, 0.0, 0.0, 0.0, 0.0, 0.0, 0.0, 0.0, 0.0, 0.0, 0.0, 0.0, 0.0, 0.0, 0.0, 0.0, 0.0, 0.0, 0.0, 0.0, 0.0, 0.0, 0.0, 0.0, 0.0, 0.0, 0.0, 0.0, 0.0, 0.0, 0.0, 0.0, 0.0, 0.0, 0.0, 0.0, 0.0, 0.0, 0.0, 0.0, 0.0, 0.0, 0.0, 0.0, 0.0, 0.0, 0.0, 0.0, 0.0, 0.0, 0.0, 0.0, 0.0, 0.0, 0.0, 0.0, 0.0, 0.0, 0.0, 0.0, 0.0, 0.0, 0.0, 0.0, 0.0, 0.0, 0.0, 0.0, 0.0, 0.0, 0.0, 0.0, 0.0, 0.0, 0.0, 0.0, 0.0, 0.0, 0.0, 0.0, 0.0, 0.0, 0.0, 0.0, 0.0, 0.0, 0.0, 0.0, 0.0, 0.0, 0.0, 0.0, 0.0, 0.0, 0.0, 0.0, 0.0, 0.0, 0.0, 0.0, 0.0, 0.0, 0.0, 0.0, 0.0, 0.0, 0.0, 0.0, 0.0, 0.0, 0.0, 0.0, 0.0, 0.0, 0.0, 0.0, 0.0, 0.0, 0.0, 0.0, 0.0, 0.0, 0.0, 0.0, 0.0, 0.0, 0.0, 0.0, 0.0, 0.0, 0.0, 0.0, 0.0, 0.0, 0.0, 0.0, 0.0, 0.0, 0.0, 0.0, 0.0, 0.0, 0.0, 0.0, 0.0, 0.0, 0.0, 0.0, 0.0, 0.0, 0.0, 0.0, 0.0, 0.0, 0.0, 0.0, 0.0, 0.0, 0.0, 0.0, 0.0, 0.0, 0.0, 0.0, 0.0, 0.0, 0.0, 0.0, 0.0, 0.0, 0.0, 0.0, 0.0, 0.0, 0.0, 0.0, 0.0, 0.0, 0.0, 0.0, 0.0, 0.0, 0.0, 0.0, 0.0, 0.0, 0.0, 0.0, 0.0, 0.0, 0.0, 0.0, 0.0, 0.0, 0.0, 0.0, 0.0, 0.0, 0.0, 0.0, 0.0, 0.0, 0.0, 0.0, 0.0, 0.0, 0.0, 0.0, 0.0, 0.0, 0.0, 0.0, 0.0, 0.0, 0.0, 0.0, 0.0, 0.0, 0.0, 0.0, 0.0, 0.0, 0.0, 0.0, 0.0, 0.0, 0.0, 0.0, 0.0, 0.0, 0.0, 0.0, 0.0, 0.0, 0.0, 0.0, 0.0, 0.0, 0.0, 0.0, 0.0, 0.0, 0.0, 0.0, 0.0, 0.0, 0.0, 0.0, 0.0, 0.0, 0.0, 0.0, 0.0, 0.0, 0.0, 0.0, 0.0, 0.0, 0.0, 0.0, 0.0, 0.0, 0.0, 0.0, 0.0, 0.0, 0.0, 0.0, 0.0, 0.0, 0.0, 0.0, 0.0, 0.0, 0.0, 0.0, 0.0, 0.0, 0.0, 0.0, 0.0, 0.0, 0.0, 0.0, 0.0, 0.0, 0.0, 0.0, 0.0, 0.0, 0.0, 0.0, 0.0, 0.0, 0.0, 0.0, 0.0, 0.0, 0.0, 0.0, 0.0, 0.0, 0.0, 0.0, 0.0, 0.0, 0.0, 0.0, 0.0, 0.0, 0.0, 0.0, 0.0, 0.0, 0.0, 0.0, 0.0, 0.0, 0.0, 0.0, 0.0, 0.0, 0.0, 0.0, 0.0, 0.0, 0.0, 0.0, 0.0, 0.0, 0.0, 0.0, 0.0, 0.0, 0.0, 0.0, 0.0, 0.0, 0.0, 0.0, 0.0, 0.0, 0.0, 0.0, 0.0, 0.0, 0.0, 0.0, 0.0, 0.0, 0.0, 0.0, 0.0, 0.0, 0.0, 0.0, 0.0, 0.0, 0.0, 0.0, 0.0, 0.0, 0.0, 0.0, 0.0, 0.0, 0.0, 0.0, 0.0, 0.0, 0.0, 0.0, 0.0, 0.0, 0.0, 0.0, 0.0, 0.0, 0.0, 0.0, 0.0, 0.0, 0.0, 0.0, 0.0, 0.0, 0.0, 0.0, 0.0, 0.0, 0.0, 0.0, 0.0, 0.0, 0.0, 0.0, 0.0, 0.0, 0.0, 0.0, 0.0, 0.0, 0.0, 0.0, 0.0, 0.0, 0.0, 0.0, 0.0, 0.0, 0.0, 0.0, 0.0, 0.0, 0.0, 0.0, 0.0, 0.0, 0.0, 0.0, 0.0, 0.0, 0.0, 0.0, 0.0, 0.0, 0.0, 0.0, 0.0, 0.0, 0.0, 0.0, 0.0, 0.0, 0.0, 0.0, 0.0, 0.0, 0.0, 0.0, 0.0, 0.0, 0.0, 0.0, 0.0, 0.0, 0.0, 0.0, 0.0, 0.0, 0.0, 0.0, 0.0, 0.0, 0.0, 0.0, 0.0, 0.0, 0.0, 0.0, 0.0, 0.0, 0.0, 0.0, 0.0, 0.0, 0.0, 0.0, 0.0, 0.0, 0.0, 0.0, 0.0, 0.0, 0.0, 0.0, 0.0, 0.0, 0.0, 0.0, 0.0, 0.0, 0.0, 0.0, 0.0, 0.0, 0.0, 0.0, 0.0, 0.0, 0.0, 0.0, 0.0, 0.0, 0.0, 0.0, 0.0, 0.0, 0.0, 0.0, 0.0, 0.0, 0.0, 0.0, 0.0, 0.0, 0.0, 0.0, 0.0, 0.0, 0.0, 0.0, 0.0, 0.0, 0.0, 0.0, 0.0, 0.0, 0.0, 0.0, 0.0, 0.0, 0.0, 0.0, 0.0, 0.0, 0.0, 0.0, 0.0, 0.0, 0.0, 0.0, 0.0, 0.0, 0.0, 0.0, 0.0, 0.0, 0.0, 0.0, 0.0, 0.0, 0.0, 0.0, 0.0, 0.0, 0.0, 0.0, 0.0, 0.0, 0.0, 0.0, 0.0, 0.0, 0.0, 0.0, 0.0, 0.0, 0.0, 0.0, 0.0, 0.0, 0.0, 0.0, 0.0, 0.0, 0.0, 0.0, 0.0, 0.0, 0.0, 0.0, 0.0, 0.0, 0.0, 0.0, 0.0, 0.0, 0.0, 0.0, 0.0, 0.0, 0.0, 0.0, 0.0, 0.0, 0.0, 0.0, 0.0, 0.0, 0.0, 0.0, 0.0, 0.0, 0.0, 0.0, 0.0, 0.0, 0.0, 0.0, 0.0, 0.0, 0.0, 0.0, 0.0, 0.0, 0.0, 0.0, 0.0, 0.0, 0.0, 0.0, 0.0, 0.0, 0.0, 0.0, 0.0, 0.0, 0.0, 0.0, 0.0, 0.0, 0.0, 0.0, 0.0, 0.0, 0.0, 0.0, 0.0, 0.0, 0.0, 0.0, 0.0, 0.0, 0.0, 0.0, 0.0, 0.0, 0.0, 0.0, 0.0, 0.0, 0.0, 0.0, 0.0, 0.0, 0.0, 0.0, 0.0, 0.0, 0.0, 0.0, 0.0, 0.0, 0.0, 0.0, 0.0, 0.0, 0.0, 0.0, 0.0, 0.0, 0.0, 0.0, 0.0, 0.0, 0.0, 0.0, 0.0, 0.0, 0.0, 0.0, 0.0, 0.0, 0.0, 0.0, 0.0, 0.0, 0.0, 0.0, 0.0, 0.0, 0.0, 0.0, 0.0, 0.0, 0.0, 0.0, 0.0, 0.0, 0.0, 0.0, 0.0, 0.0, 0.0, 0.0, 0.0, 0.0, 0.0, 0.0, 0.0, 0.0, 0.0, 0.0, 0.0, 0.0, 0.0, 0.0, 0.0, 0.0, 0.0, 0.0, 0.0, 0.0, 0.0, 0.0, 0.0, 0.0, 0.0, 0.0, 0.0, 0.0, 0.0, 0.0, 0.0, 0.0, 0.0, 0.0, 0.0, 0.0, 0.0, 0.0, 0.0, 0.0, 0.0, 0.0, 0.0, 0.0, 0.0, 0.0, 0.0, 0.0, 0.0, 0.0, 0.0, 0.0, 0.0, 0.0, 0.0, 0.0, 0.0, 0.0, 0.0, 0.0, 0.0, 0.0, 0.0, 0.0, 0.0, 0.0, 0.0, 0.0, 0.0, 0.0, 0.0, 0.0, 0.0, 0.0, 0.0, 0.0, 0.0, 0.0, 0.0, 0.0, 0.0, 0.0, 0.0, 0.0, 0.0, 0.0, 0.0, 0.0, 0.0, 0.0, 0.0, 0.0, 0.0, 0.0, 0.0, 0.0, 0.0, 0.0, 0.0, 0.0, 0.0, 0.0, 0.0, 0.0, 0.0, 0.0, 0.0, 0.0, 0.0, 0.0, 0.0, 0.0, 0.0, 0.0, 0.0, 0.0, 0.0, 0.0, 0.0, 0.0, 0.0, 0.0, 0.0, 0.0, 0.0, 0.0, 0.0, 0.0, 0.0, 0.0, 0.0, 0.0, 0.0, 0.0, 0.0, 0.0, 0.0, 0.0, 0.0, 0.0, 0.0, 0.0, 0.0, 0.0, 0.0, 0.0, 0.0, 0.0, 0.0, 0.0, 0.0, 0.0, 0.0, 0.0, 0.0, 0.0, 0.0, 0.0, 0.0, 0.0, 0.0, 0.0, 0.0, 0.0, 0.0, 0.0, 0.0, 0.0, 0.0, 0.0, 0.0, 0.0, 0.0, 0.0, 0.0, 0.0, 0.0, 0.0, 0.0, 0.0, 0.0, 0.0, 0.0, 0.0, 0.0, 0.0, 0.0, 0.0, 0.0, 0.0, 0.0, 0.0, 0.0, 0.0, 0.0, 0.0, 0.0, 0.0, 0.0, 0.0, 0.0, 0.0, 0.0, 0.0, 0.0, 0.0, 0.0, 0.0, 0.0, 0.0, 0.0, 0.0, 0.0, 0.0, 0.0, 0.0, 0.0, 0.0, 0.0, 0.0, 0.0, 0.0, 0.0, 0.0, 0.0, 0.0, 0.0, 0.0, 0.0, 0.0, 0.0, 0.0, 0.0, 0.0, 0.0, 0.0, 0.0, 0.0, 0.0, 0.0, 0.0, 0.0, 0.0, 0.0, 0.0, 0.0, 0.0, 0.0, 0.0, 0.0, 0.0, 0.0, 0.0, 0.0, 0.0, 0.0, 0.0, 0.0, 0.0, 0.0, 0.0, 0.0, 0.0, 0.0, 0.0, 0.0, 0.0, 0.0, 0.0, 0.0, 0.0, 0.0, 0.0, 0.0, 0.0, 0.0, 0.0, 0.0, 0.0, 0.0, 0.0, 0.0, 0.0, 0.0, 0.0, 0.0, 0.0, 0.0, 0.0, 0.0, 0.0, 0.0, 0.0, 0.0, 0.0, 0.0, 0.0, 0.0, 0.0, 0.0, 0.0, 0.0, 0.0, 0.0, 0.0, 0.0, 0.0, 0.0, 0.0, 0.0, 0.0, 0.0, 0.0, 0.0, 0.0, 0.0, 0.0, 0.0, 0.0, 0.0, 0.0, 0.0, 0.0, 0.0, 0.0, 0.0, 0.0, 0.0, 0.0, 0.0, 0.0, 0.0, 0.0, 0.0, 0.0, 0.0, 0.0, 0.0, 0.0, 0.0, 0.0, 0.0, 0.0, 0.0, 0.0, 0.0, 0.0, 0.0, 0.0, 0.0, 0.0, 0.0, 0.0, 0.0, 0.0, 0.0, 0.0, 0.0, 0.0, 0.0, 0.0, 0.0, 0.0, 0.0, 0.0, 0.0, 0.0, 0.0, 0.0, 0.0, 0.0, 0.0, 0.0, 0.0, 0.0, 0.0, 0.0, 0.0, 0.0, 0.0, 0.0, 0.0, 0.0, 0.0, 0.0, 0.0, 0.0, 0.0, 0.0, 0.0, 0.0, 0.0, 0.0, 0.0, 0.0, 0.0, 0.0, 0.0, 0.0, 0.0, 0.0, 0.0, 0.0, 0.0, 0.0, 0.0, 0.0, 0.0, 0.0, 0.0, 0.0, 0.0, 0.0, 0.0, 0.0, 0.0, 0.0, 0.0, 0.0, 0.0, 0.0, 0.0, 0.0, 0.0, 0.0, 0.0, 0.0, 0.0, 0.0, 0.0, 0.0, 0.0, 0.0, 0.0, 0.0, 0.0, 0.0, 0.0, 0.0, 0.0, 0.0, 0.0, 0.0, 0.0, 0.0, 0.0, 0.0, 0.0, 0.0, 0.0, 0.0, 0.0, 0.0, 0.0, 0.0, 0.0, 0.0, 0.0, 0.0, 0.0, 0.0, 0.0, 0.0, 0.0, 0.0, 0.0, 0.0, 0.0, 0.0, 0.0, 0.0, 0.0, 0.0, 0.0, 0.0, 0.0, 0.0, 0.0, 0.0, 0.0, 0.0, 0.0, 0.0, 0.0, 0.0, 0.0, 0.0, 0.0, 0.0, 0.0, 0.0, 0.0, 0.0, 0.0, 0.0, 0.0, 0.0, 0.0, 0.0, 0.0, 0.0, 0.0, 0.0, 0.0, 0.0, 0.0, 0.0, 0.0, 0.0, 0.0, 0.0, 0.0, 0.0, 0.0, 0.0, 0.0, 0.0, 0.0, 0.0, 0.0, 0.0, 0.0, 0.0, 0.0, 0.0, 0.0, 0.0, 0.0, 0.0, 0.0, 0.0, 0.0, 0.0, 0.0, 0.0, 0.0, 0.0, 0.0, 0.0, 0.0, 0.0, 0.0, 0.0, 0.0, 0.0, 0.0, 0.0, 0.0, 0.0, 0.0, 0.0, 0.0, 0.0, 0.0, 0.0, 0.0, 0.0, 0.0, 0.0, 0.0, 0.0, 0.0, 0.0, 0.0, 0.0, 0.0, 0.0, 0.0, 0.0, 0.0, 0.0, 0.0, 0.0, 0.0, 0.0, 0.0, 0.0, 0.0, 0.0, 0.0, 0.0, 0.0, 0.0, 0.0, 0.0, 0.0, 0.0, 0.0, 0.0, 0.0, 0.0, 0.0, 0.0, 0.0, 0.0, 0.0, 0.0, 0.0, 0.0, 0.0, 0.0, 0.0, 0.0, 0.0, 0.0, 0.0, 0.0, 0.0, 0.0, 0.0, 0.0, 0.0, 0.0, 0.0, 0.0, 0.0, 0.0, 0.0, 0.0, 0.0, 0.0, 0.0, 0.0, 0.0, 0.0, 0.0, 0.0, 0.0, 0.0, 0.0, 0.0, 0.0, 0.0, 0.0, 0.0, 0.0, 0.0, 0.0, 0.0, 0.0, 0.0, 0.0, 0.0, 0.0, 0.0, 0.0, 0.0, 0.0, 0.0, 0.0, 0.0, 0.0, 0.0, 0.0, 0.0, 0.0, 0.0, 0.0, 0.0, 0.0, 0.0, 0.0, 0.0, 0.0, 0.0, 0.0, 0.0, 0.0, 0.0, 0.0, 0.0, 0.0, 0.0, 0.0, 0.0, 0.0, 0.0, 0.0, 0.0, 0.0, 0.0, 0.0, 0.0, 0.0, 0.0, 0.0, 0.0, 0.0, 0.0, 0.0, 0.0, 0.0, 0.0, 0.0, 0.0, 0.0, 0.0, 0.0, 0.0, 0.0, 0.0, 0.0, 0.0, 0.0, 0.0, 0.0, 0.0, 0.0, 0.0, 0.0, 0.0, 0.0, 0.0, 0.0, 0.0, 0.0, 0.0, 0.0, 0.0, 0.0, 0.0, 0.0, 0.0, 0.0, 0.0, 0.0, 0.0, 0.0, 0.0, 0.0, 0.0, 0.0, 0.0, 0.0, 0.0, 0.0, 0.0, 0.0, 0.0, 0.0, 0.0, 0.0, 0.0, 0.0, 0.0, 0.0, 0.0, 0.0, 0.0, 0.0, 0.0, 0.0, 0.0, 0.0, 0.0, 0.0, 0.0, 0.0, 0.0, 0.0, 0.0, 0.0, 0.0, 0.0, 0.0, 0.0, 0.0, 0.0, 0.0, 0.0, 0.0, 0.0, 0.0, 0.0, 0.0, 0.0, 0.0, 0.0, 0.0, 0.0, 0.0, 0.0, 0.0, 0.0, 0.0, 0.0, 0.0, 0.0, 0.0, 0.0, 0.0, 0.0, 0.0, 0.0, 0.0, 0.0, 0.0, 0.0, 0.0, 0.0, 0.0, 0.0, 0.0, 0.0, 0.0, 0.0, 0.0, 0.0, 0.0, 0.0, 0.0, 0.0, 0.0, 0.0, 0.0, 0.0, 0.0, 0.0, 0.0, 0.0, 0.0, 0.0, 0.0, 0.0, 0.0, 0.0, 0.0, 0.0, 0.0, 0.0, 0.0, 0.0, 0.0, 0.0, 0.0, 0.0, 0.0, 0.0, 0.0, 0.0, 0.0, 0.0, 0.0, 0.0, 0.0, 0.0, 0.0, 0.0, 0.0, 0.0, 0.0, 0.0, 0.0, 0.0, 0.0, 0.0, 0.0, 0.0, 0.0, 0.0, 0.0, 0.0, 0.0, 0.0, 0.0, 0.0, 0.0, 0.0, 0.0, 0.0, 0.0, 0.0, 0.0, 0.0, 0.0, 0.0, 0.0, 0.0, 0.0, 0.0, 0.0, 0.0, 0.0, 0.0, 0.0, 0.0, 0.0, 0.0, 0.0, 0.0, 0.0, 0.0, 0.0, 0.0, 0.0, 0.0, 0.0, 0.0, 0.0, 0.0, 0.0, 0.0, 0.0, 0.0, 0.0, 0.0, 0.0, 0.0, 0.0, 0.0, 0.0, 0.0, 0.0, 0.0, 0.0, 0.0, 0.0, 0.0, 0.0, 0.0, 0.0, 0.0, 0.0, 0.0, 0.0, 0.0, 0.0, 0.0, 0.0, 0.0, 0.0, 0.0, 0.0, 0.0, 0.0, 0.0, 0.0, 0.0, 0.0, 0.0, 0.0, 0.0, 0.0, 0.0, 0.0, 0.0, 0.0, 0.0, 0.0, 0.0, 0.0, 0.0, 0.0, 0.0, 0.0, 0.0, 0.0, 0.0, 0.0, 0.0, 0.0, 0.0, 0.0, 0.0, 0.0, 0.0, 0.0, 0.0, 0.0, 0.0, 0.0, 0.0, 0.0, 0.0, 0.0, 0.0, 0.0, 0.0, 0.0, 0.0, 0.0, 0.0, 0.0, 0.0, 0.0, 0.0, 0.0, 0.0, 0.0, 0.0, 0.0, 0.0, 0.0, 0.0, 0.0, 0.0, 0.0, 0.0, 0.0, 0.0, 0.0, 0.0, 0.0, 0.0, 0.0, 0.0, 0.0, 0.0, 0.0, 0.0, 0.0, 0.0, 0.0, 0.0, 0.0, 0.0, 0.0, 0.0, 0.0, 0.0, 0.0, 0.0, 0.0, 0.0, 0.0, 0.0, 0.0, 0.0, 0.0, 0.0, 0.0, 0.0, 0.0, 0.0, 0.0, 0.0, 0.0, 0.0, 0.0, 0.0, 0.0, 0.0, 0.0, 0.0, 0.0, 0.0, 0.0, 0.0, 0.0, 0.0, 0.0, 0.0, 0.0, 0.0, 0.0, 0.0, 0.0, 0.0, 0.0, 0.0, 0.0, 0.0, 0.0, 0.0, 0.0, 0.0, 0.0, 0.0, 0.0, 0.0, 0.0, 0.0, 0.0, 0.0, 0.0, 0.0, 0.0, 0.0, 0.0, 0.0, 0.0, 0.0, 0.0, 0.0, 0.0, 0.0, 0.0, 0.0, 0.0, 0.0, 0.0, 0.0, 0.0, 0.0, 0.0, 0.0, 0.0, 0.0, 0.0, 0.0, 0.0, 0.0, 0.0, 0.0, 0.0, 0.0, 0.0, 0.0, 0.0, 0.0, 0.0, 0.0, 0.0, 0.0, 0.0, 0.0, 0.0, 0.0, 0.0, 0.0, 0.0, 0.0, 0.0, 0.0, 0.0, 0.0, 0.0, 0.0, 0.0, 0.0, 0.0, 0.0, 0.0, 0.0, 0.0, 0.0, 0.0, 0.0, 0.0, 0.0, 0.0, 0.0, 0.0, 0.0, 0.0, 0.0, 0.0, 0.0, 0.0, 0.0, 0.0, 0.0, 0.0, 0.0, 0.0, 0.0, 0.0, 0.0, 0.0, 0.0, 0.0, 0.0, 0.0, 0.0, 0.0, 0.0, 0.0, 0.0, 0.0, 0.0, 0.0, 0.0, 0.0, 0.0, 0.0, 0.0, 0.0, 0.0, 0.0, 0.0, 0.0, 0.0, 0.0, 0.0, 0.0, 0.0, 0.0, 0.0, 0.0, 0.0, 0.0, 0.0, 0.0, 0.0, 0.0, 0.0, 0.0, 0.0, 0.0, 0.0, 0.0, 0.0, 0.0, 0.0, 0.0, 0.0, 0.0, 0.0, 0.0, 0.0, 0.0, 0.0, 0.0, 0.0, 0.0, 0.0, 0.0, 0.0, 0.0, 0.0, 0.0, 0.0, 0.0, 0.0, 0.0, 0.0, 0.0, 0.0, 0.0, 0.0, 0.0, 0.0, 0.0, 0.0, 0.0, 0.0, 0.0, 0.0, 0.0, 0.0, 0.0, 0.0, 0.0, 0.0, 0.0, 0.0, 0.0, 0.0, 0.0, 0.0, 0.0, 0.0, 0.0, 0.0, 0.0, 0.0, 0.0, 0.0, 0.0, 0.0, 0.0, 0.0, 0.0, 0.0, 0.0, 0.0, 0.0, 0.0, 0.0, 0.0, 0.0, 0.0, 0.0, 0.0, 0.0, 0.0, 0.0, 0.0, 0.0, 0.0, 0.0, 0.0, 0.0, 0.0, 0.0, 0.0, 0.0, 0.0, 0.0, 0.0, 0.0, 0.0, 0.0, 0.0, 0.0, 0.0, 0.0, 0.0, 0.0, 0.0, 0.0, 0.0, 0.0, 0.0, 0.0, 0.0, 0.0, 0.0, 0.0, 0.0, 0.0, 0.0, 0.0, 0.0, 0.0, 0.0, 0.0, 0.0, 0.0, 0.0, 0.0, 0.0, 0.0, 0.0, 0.0, 0.0, 0.0, 0.0, 0.0, 0.0, 0.0, 0.0, 0.0, 0.0, 0.0, 0.0, 0.0, 0.0, 0.0, 0.0, 0.0, 0.0, 0.0, 0.0, 0.0, 0.0, 0.0, 0.0, 0.0, 0.0, 0.0, 0.0, 0.0, 0.0, 0.0, 0.0, 0.0, 0.0, 0.0, 0.0, 0.0, 0.0, 0.0, 0.0, 0.0, 0.0, 0.0, 0.0, 0.0, 0.0, 0.0, 0.0, 0.0, 0.0, 0.0, 0.0, 0.0, 0.0, 0.0, 0.0, 0.0, 0.0, 0.0, 0.0, 0.0, 0.0, 0.0, 0.0, 0.0, 0.0, 0.0, 0.0, 0.0, 0.0, 0.0, 0.0, 0.0, 0.0, 0.0, 0.0, 0.0, 0.0, 0.0, 0.0, 0.0, 0.0, 0.0, 0.0, 0.0, 0.0, 0.0, 0.0, 0.0, 0.0, 0.0, 0.0, 0.0, 0.0, 0.0, 0.0, 0.0, 0.0, 0.0, 0.0, 0.0, 0.0, 0.0, 0.0, 0.0, 0.0, 0.0, 0.0, 0.0, 0.0, 0.0, 0.0, 0.0, 0.0, 0.0, 0.0, 0.0, 0.0, 0.0, 0.0, 0.0, 0.0, 0.0, 0.0, 0.0, 0.0, 0.0, 0.0, 0.0, 0.0, 0.0, 0.0, 0.0, 0.0, 0.0, 0.0, 0.0, 0.0, 0.0, 0.0, 0.0, 0.0, 0.0, 0.0, 0.0, 0.0, 0.0, 0.0, 0.0, 0.0, 0.0, 0.0, 0.0, 0.0, 0.0, 0.0, 0.0, 0.0, 0.0, 0.0, 0.0, 0.0, 0.0, 0.0, 0.0, 0.0, 0.0, 0.0, 0.0, 0.0, 0.0, 0.0, 0.0, 0.0, 0.0, 0.0, 0.0, 0.0, 0.0, 0.0, 0.0, 0.0, 0.0, 0.0, 0.0, 0.0, 0.0, 0.0, 0.0, 0.0, 0.0, 0.0, 0.0, 0.0, 0.0, 0.0, 0.0, 0.0, 0.0, 0.0, 0.0, 0.0, 0.0, 0.0, 0.0, 0.0, 0.0, 0.0, 0.0, 0.0, 0.0, 0.0, 0.0, 0.0, 0.0, 0.0, 0.0, 0.0, 0.0, 0.0, 0.0, 0.0, 0.0, 0.0, 0.0, 0.0, 0.0, 0.0, 0.0, 0.0, 0.0, 0.0, 0.0, 0.0, 0.0, 0.0, 0.0, 0.0, 0.0, 0.0, 0.0, 0.0, 0.0, 0.0, 0.0, 0.0, 0.0, 0.0, 0.0, 0.0, 0.0, 0.0, 0.0, 0.0, 0.0, 0.0, 0.0, 0.0, 0.0, 0.0, 0.0, 0.0, 0.0, 0.0, 0.0, 0.0, 0.0, 0.0, 0.0, 0.0, 0.0, 0.0, 0.0, 0.0, 0.0, 0.0, 0.0, 0.0, 0.0, 0.0, 0.0, 0.0, 0.0, 0.0, 0.0, 0.0, 0.0, 0.0, 0.0, 0.0, 0.0, 0.0, 0.0, 0.0, 0.0, 0.0, 0.0, 0.0, 0.0, 0.0, 0.0, 0.0, 0.0, 0.0, 0.0, 0.0, 0.0, 0.0, 0.0, 0.0, 0.0, 0.0, 0.0, 0.0, 0.0, 0.0, 0.0, 0.0, 0.0, 0.0, 0.0, 0.0, 0.0, 0.0, 0.0, 0.0, 0.0, 0.0, 0.0, 0.0, 0.0, 0.0, 0.0, 0.0, 0.0, 0.0, 0.0, 0.0, 0.0, 0.0, 0.0, 0.0, 0.0, 0.0, 0.0, 0.0, 0.0, 0.0, 0.0, 0.0, 0.0, 0.0, 0.0, 0.0, 0.0, 0.0, 0.0, 0.0, 0.0, 0.0, 0.0, 0.0, 0.0, 0.0, 0.0, 0.0, 0.0, 0.0, 0.0, 0.0, 0.0, 0.0, 0.0, 0.0, 0.0, 0.0, 0.0, 0.0, 0.0, 0.0, 0.0, 0.0, 0.0, 0.0, 0.0, 0.0, 0.0, 0.0, 0.0, 0.0, 0.0, 0.0, 0.0, 0.0, 0.0, 0.0, 0.0, 0.0, 0.0, 0.0, 0.0, 0.0, 0.0, 0.0, 0.0, 0.0, 0.0, 0.0, 0.0, 0.0, 0.0, 0.0, 0.0, 0.0, 0.0, 0.0, 0.0, 0.0, 0.0, 0.0, 0.0, 0.0, 0.0, 0.0, 0.0, 0.0, 0.0, 0.0, 0.0, 0.0, 0.0, 0.0, 0.0, 0.0, 0.0, 0.0, 0.0, 0.0, 0.0, 0.0, 0.0, 0.0, 0.0, 0.0, 0.0, 0.0, 0.0, 0.0, 0.0, 0.0, 0.0, 0.0, 0.0, 0.0, 0.0, 0.0, 0.0, 0.0, 0.0, 0.0, 0.0, 0.0, 0.0, 0.0, 0.0, 0.0, 0.0, 0.0, 0.0, 0.0, 0.0, 0.0, 0.0, 0.0, 0.0, 0.0, 0.0, 0.0, 0.0, 0.0, 0.0, 0.0, 0.0, 0.0, 0.0, 0.0, 0.0, 0.0, 0.0, 0.0, 0.0, 0.0, 0.0, 0.0, 0.0, 0.0, 0.0, 0.0, 0.0, 0.0, 0.0, 0.0, 0.0, 0.0, 0.0, 0.0, 0.0, 0.0, 0.0, 0.0, 0.0, 0.0, 0.0, 0.0, 0.0, 0.0, 0.0, 0.0, 0.0, 0.0, 0.0, 0.0, 0.0, 0.0, 0.0, 0.0, 0.0, 0.0, 0.0, 0.0, 0.0, 0.0, 0.0, 0.0, 0.0, 0.0, 0.0, 0.0, 0.0, 0.0, 0.0, 0.0, 0.0, 0.0, 0.0, 0.0, 0.0, 0.0, 0.0, 0.0, 0.0, 0.0, 0.0, 0.0, 0.0, 0.0, 0.0, 0.0, 0.0, 0.0, 0.0, 0.0, 0.0, 0.0, 0.0, 0.0, 0.0, 0.0, 0.0, 0.0, 0.0, 0.0, 0.0, 0.0, 0.0, 0.0, 0.0, 0.0, 0.0, 0.0, 0.0, 0.0, 0.0, 0.0, 0.0, 0.0, 0.0, 0.0, 0.0, 0.0, 0.0, 0.0, 0.0, 0.0, 0.0, 0.0, 0.0, 0.0, 0.0, 0.0, 0.0, 0.0, 0.0, 0.0, 0.0, 0.0, 0.0, 0.0, 0.0, 0.0, 0.0, 0.0, 0.0, 0.0, 0.0, 0.0, 0.0, 0.0, 0.0, 0.0, 0.0, 0.0, 0.0, 0.0, 0.0, 0.0, 0.0, 0.0, 0.0, 0.0, 0.0, 0.0, 0.0, 0.0, 0.0, 0.0, 0.0, 0.0, 0.0, 0.0, 0.0, 0.0, 0.0, 0.0, 0.0, 0.0, 0.0, 0.0, 0.0, 0.0, 0.0, 0.0, 0.0, 0.0, 0.0, 0.0, 0.0, 0.0, 0.0, 0.0, 0.0, 0.0, 0.0, 0.0, 0.0, 0.0, 0.0, 0.0, 0.0, 0.0, 0.0, 0.0, 0.0, 0.0, 0.0, 0.0, 0.0, 0.0, 0.0, 0.0, 0.0, 0.0, 0.0, 0.0, 0.0, 0.0, 0.0, 0.0, 0.0, 0.0, 0.0, 0.0, 0.0, 0.0, 0.0, 0.0, 0.0, 0.0, 0.0, 0.0, 0.0, 0.0, 0.0, 0.0, 0.0, 0.0, 0.0, 0.0, 0.0, 0.0, 0.0, 0.0, 0.0, 0.0, 0.0, 0.0, 0.0, 0.0, 0.0, 0.0, 0.0, 0.0, 0.0, 0.0, 0.0, 0.0, 0.0, 0.0, 0.0, 0.0, 0.0, 0.0, 0.0, 0.0, 0.0, 0.0, 0.0, 0.0, 0.0, 0.0, 0.0, 0.0, 0.0, 0.0, 0.0, 0.0, 0.0, 0.0, 0.0, 0.0, 0.0, 0.0, 0.0, 0.0, 0.0, 0.0, 0.0, 0.0, 0.0, 0.0, 0.0, 0.0, 0.0, 0.0, 0.0, 0.0, 0.0, 0.0, 0.0, 0.0, 0.0, 0.0, 0.0, 0.0, 0.0, 0.0, 0.0, 0.0, 0.0, 0.0, 0.0, 0.0, 0.0, 0.0, 0.0, 0.0, 0.0, 0.0, 0.0, 0.0, 0.0, 0.0, 0.0, 0.0, 0.0, 0.0, 0.0, 0.0, 0.0, 0.0, 0.0, 0.0, 0.0, 0.0, 0.0, 0.0, 0.0, 0.0, 0.0, 0.0, 0.0, 0.0, 0.0, 0.0, 0.0, 0.0, 0.0, 0.0, 0.0, 0.0, 0.0, 0.0, 0.0, 0.0, 0.0, 0.0, 0.0, 0.0, 0.0, 0.0, 0.0, 0.0, 0.0, 0.0, 0.0, 0.0, 0.0, 0.0, 0.0, 0.0, 0.0, 0.0, 0.0, 0.0, 0.0, 0.0, 0.0, 0.0, 0.0, 0.0, 0.0, 0.0, 0.0, 0.0, 0.0, 0.0, 0.0, 0.0, 0.0, 0.0, 0.0, 0.0, 0.0, 0.0, 0.0, 0.0, 0.0, 0.0, 0.0, 0.0, 0.0, 0.0, 0.0, 0.0, 0.0, 0.0, 0.0, 0.0, 0.0, 0.0, 0.0, 0.0, 0.0, 0.0, 0.0, 0.0, 0.0, 0.0, 0.0, 0.0, 0.0, 0.0, 0.0, 0.0, 0.0, 0.0, 0.0, 0.0, 0.0, 0.0, 0.0, 0.0, 0.0, 0.0, 0.0, 0.0, 0.0, 0.0, 0.0, 0.0, 0.0, 0.0, 0.0, 0.0, 0.0, 0.0, 0.0, 0.0, 0.0, 0.0, 0.0, 0.0, 0.0, 0.0, 0.0, 0.0, 0.0, 0.0, 0.0, 0.0, 0.0, 0.0, 0.0, 0.0, 0.0, 0.0, 0.0, 0.0, 0.0, 0.0, 0.0, 0.0, 0.0, 0.0, 0.0, 0.0, 0.0, 0.0, 0.0, 0.0, 0.0, 0.0, 0.0, 0.0, 0.0, 0.0, 0.0, 0.0, 0.0, 0.0, 0.0, 0.0, 0.0, 0.0, 0.0, 0.0, 0.0, 0.0, 0.0, 0.0, 0.0, 0.0, 0.0, 0.0, 0.0, 0.0, 0.0, 0.0, 0.0, 0.0, 0.0, 0.0, 0.0, 0.0, 0.0, 0.0, 0.0, 0.0, 0.0, 0.0, 0.0, 0.0, 0.0, 0.0, 0.0, 0.0, 0.0, 0.0, 0.0, 0.0, 0.0, 0.0, 0.0, 0.0, 0.0, 0.0, 0.0, 0.0, 0.0, 0.0, 0.0, 0.0, 0.0, 0.0, 0.0, 0.0, 0.0, 0.0, 0.0, 0.0, 0.0, 0.0, 0.0, 0.0, 0.0, 0.0, 0.0, 0.0, 0.0, 0.0, 0.0, 0.0, 0.0, 0.0, 0.0, 0.0, 0.0, 0.0, 0.0, 0.0, 0.0, 0.0, 0.0, 0.0, 0.0, 0.0, 0.0, 0.0, 0.0, 0.0, 0.0, 0.0, 0.0, 0.0, 0.0, 0.0, 0.0, 0.0, 0.0, 0.0, 0.0, 0.0, 0.0, 0.0, 0.0, 0.0, 0.0, 0.0, 0.0, 0.0, 0.0, 0.0, 0.0, 0.0, 0.0, 0.0, 0.0, 0.0, 0.0, 0.0, 0.0, 0.0, 0.0, 0.0, 0.0, 0.0, 0.0, 0.0, 0.0, 0.0, 0.0, 0.0, 0.0, 0.0, 0.0, 0.0, 0.0, 0.0, 0.0, 0.0, 0.0, 0.0, 0.0, 0.0, 0.0, 0.0, 0.0, 0.0, 0.0, 0.0, 0.0, 0.0, 0.0, 0.0, 0.0, 0.0, 0.0, 0.0, 0.0, 0.0, 0.0, 0.0, 0.0, 0.0, 0.0, 0.0, 0.0, 0.0, 0.0, 0.0, 0.0, 0.0, 0.0, 0.0, 0.0, 0.0, 0.0, 0.0, 0.0, 0.0, 0.0, 0.0, 0.0, 0.0, 0.0, 0.0, 0.0, 0.0, 0.0, 0.0, 0.0, 0.0, 0.0, 0.0, 0.0, 0.0, 0.0, 0.0, 0.0, 0.0, 0.0, 0.0, 0.0, 0.0, 0.0, 0.0, 0.0, 0.0, 0.0, 0.0, 0.0, 0.0, 0.0, 0.0, 0.0, 0.0, 0.0, 0.0, 0.0, 0.0, 0.0, 0.0, 0.0, 0.0, 0.0, 0.0, 0.0, 0.0, 0.0, 0.0, 0.0, 0.0, 0.0, 0.0, 0.0, 0.0, 0.0, 0.0, 0.0, 0.0, 0.0, 0.0, 0.0, 0.0, 0.0, 0.0, 0.0, 0.0, 0.0, 0.0, 0.0, 0.0, 0.0, 0.0, 0.0, 0.0, 0.0, 0.0, 0.0, 0.0, 0.0, 0.0, 0.0, 0.0, 0.0, 0.0, 0.0, 0.0, 0.0, 0.0, 0.0, 0.0, 0.0, 0.0, 0.0, 0.0, 0.0, 0.0, 0.0, 0.0, 0.0, 0.0, 0.0, 0.0, 0.0, 0.0, 0.0, 0.0, 0.0, 0.0, 0.0, 0.0, 0.0, 0.0, 0.0, 0.0, 0.0, 0.0, 0.0, 0.0, 0.0, 0.0, 0.0, 0.0, 0.0, 0.0, 0.0, 0.0, 0.0, 0.0, 0.0, 0.0, 0.0, 0.0, 0.0, 0.0, 0.0, 0.0, 0.0, 0.0, 0.0, 0.0, 0.0, 0.0, 0.0, 0.0, 0.0, 0.0, 0.0, 0.0, 0.0, 0.0, 0.0, 0.0, 0.0, 0.0, 0.0, 0.0, 0.0, 0.0, 0.0, 0.0, 0.0, 0.0, 0.0, 0.0, 0.0, 0.0, 0.0, 0.0, 0.0, 0.0, 0.0, 0.0, 0.0, 0.0, 0.0, 0.0, 0.0, 0.0, 0.0, 0.0, 0.0, 0.0, 0.0, 0.0, 0.0, 0.0, 0.0, 0.0, 0.0, 0.0, 0.0, 0.0, 0.0, 0.0, 0.0, 0.0, 0.0, 0.0, 0.0, 0.0, 0.0, 0.0, 0.0, 0.0, 0.0, 0.0, 0.0, 0.0, 0.0, 0.0, 0.0, 0.0, 0.0, 0.0, 0.0, 0.0, 0.0, 0.0, 0.0, 0.0, 0.0, 0.0, 0.0, 0.0, 0.0, 0.0, 0.0, 0.0, 0.0, 0.0, 0.0, 0.0, 0.0, 0.0, 0.0, 0.0, 0.0, 0.0, 0.0, 0.0, 0.0, 0.0, 0.0, 0.0, 0.0, 0.0, 0.0, 0.0, 0.0, 0.0, 0.0, 0.0, 0.0, 0.0, 0.0, 0.0, 0.0, 0.0, 0.0, 0.0, 0.0, 0.0, 0.0, 0.0, 0.0, 0.0, 0.0, 0.0, 0.0, 0.0, 0.0, 0.0, 0.0, 0.0, 0.0, 0.0, 0.0, 0.0, 0.0, 0.0, 0.0, 0.0, 0.0, 0.0, 0.0, 0.0, 0.0, 0.0, 0.0, 0.0, 0.0, 0.0, 0.0, 0.0, 0.0, 0.0, 0.0, 0.0, 0
| en_ac_lifetime_losses | 0.0
| en_dc_lifetime_losses | 0.0
| inflation_rate | 2.5
| save_full_lifetime_variables | 1.0
| system_use_lifetime_output | 1.0
Load | load | (65.6374, 62.5244, 75.1593, 66.7696, 78.4194, 69.7381, 79.1304, 50.4748, 50.3969, 37.7489, 37.1335, 28.3751, 27.4458, 23.7839, 21.3821, 20.961, 26.3378, 42.4988, 44.2319, 50.8582, 50.5752, 57.2174, 54.77, 62.5655, 62.5466, 69.0273, 64.4617, 71.8981, 68.3173, 74.5008, 234.676, 217.896, 230.172, 191.794, 172.779, 165.046, 163.967, 149.935, 141.272, 139.715, 147.919, 155.912, 130.833, 132.272, 128.764, 130.137, 41.6166, 38.9362, 38.9362, 38.9362, 38.9362, 38.9362, 38.9362, 41.6166, 163.928, 142.125, 168.956, 147.914, 139.89, 136.938, 140.046, 132.461, 127.632, 127.446, 136.442, 141.771, 114.75, 114.797, 108.864, 112.226, 41.6166, 38.9362, 38.9362, 38.9362, 38.9362, 38.9362, 38.9362, 41.6166, 142.076, 124.442, 158.465, 139.534, 130.405, 127.095, 126.792, 121.982, 117.195, 117.09, 126.775, 131.461, 102.11, 102.849, 94.7595, 97.4781, 41.6166, 38.9362, 38.9362, 38.9362, 38.9362, 38.9362, 38.9362, 41.6166, 120.517, 110.213, 150.037, 131.9, 122.468, 122.902, 124.274, 124.874, 120.462, 119.828, 127.824, 134.513, 105.677, 104.267, 94.6319, 95.9547, 41.6166, 38.9362, 38.9362, 38.9362, 38.9362, 38.9362, 38.9362, 41.6166, 126.096, 107.02, 140.049, 124.387, 120.537, 122.295, 122.559, 119.695, 115.207, 114.45, 121.73, 125.166, 95.4737, 98.0856, 89.4985, 91.2355, 41.6166, 38.9362, 33.5754, 33.5754, 33.5754, 33.5754, 33.5754, 33.5754, 126.974, 100.036, 99.832, 90.0105, 85.6978, 85.3829, 82.6116, 75.2912, 50.1919, 50.7114, 57.5579, 74.0381, 33.5754, 33.5754, 33.5754, 33.5754, 33.5754, 33.5754, 33.5754, 33.5754, 33.5754, 33.5754, 33.5754, 33.5754, 33.5754, 18.7714, 18.7714, 18.7714, 18.7714, 18.7714, 18.7714, 18.7714, 18.7714, 18.7714, 23.706, 33.5754, 33.5754, 33.5754, 33.5754, 33.5754, 33.5754, 33.5754, 38.9362, 38.9362, 38.9362, 38.9362, 38.9362, 41.6166, 157.675, 130.223, 152.852, 132.786, 126.285, 125.564, 129.219, 125.691, 121.073, 120.048, 124.656, 126.2, 96.4566, 98.3456, 91.5109, 95.96, 41.6166, 38.9362, 38.9362, 38.9362, 38.9362, 38.9362, 38.9362, 41.6166, 134.52, 115.363, 149.152, 129.205, 121.57, 121.96, 125.404, 124.593, 120.611, 119.448, 124.295, 123.945, 92.6343, 94.9597, 87.2084, 89.9637, 41.6166, 38.9362, 38.9362, 38.9362, 38.9362, 38.9362, 38.9362, 41.6166, 106.737, 94.7459, 132.714, 123.344, 123.674, 126.724, 127.939, 127.712, 121.745, 118.511, 122.133, 122.241, 90.8912, 92.1783, 84.1639, 86.7476, 41.6166, 38.9362, 38.9362, 38.9362, 38.9362, 38.9362, 38.9362, 41.6166, 118.927, 105.466, 139.501, 122.954, 118.424, 119.174, 119.868, 118.334, 114.487, 113.276, 118.782, 124.638, 94.6371, 97.2347, 88.9331, 91.8463, 41.6166, 38.9362, 38.9362, 38.9362, 38.9362, 38.9362, 38.9362, 41.6166, 128.102, 112.693, 148.291, 127.728, 121.797, 122.218, 122.967, 121.95, 118.389, 118.561, 121.841, 123.79, 93.4902, 96.5931, 89.4855, 92.9568, 41.6166, 38.9362, 33.5754, 33.5754, 33.5754, 33.5754, 33.5754, 33.5754, 134.508, 98.5746, 96.21, 89.2509, 85.5446, 85.8898, 84.1672, 78.4454, 52.9495, 51.6784, 55.8877, 71.3139, 33.5754, 33.5754, 33.5754, 33.5754, 33.5754, 33.5754, 33.5754, 33.5754, 33.5754, 33.5754, 33.5754, 33.5754, 31.108, 18.7714, 18.7714, 18.7714, 18.7714, 18.7714, 18.7714, 18.7714, 18.7714, 18.7714, 21.2387, 33.5754, 33.5754, 33.5754, 33.5754, 33.5754, 33.5754, 33.5754, 33.5754, 33.5754, 33.5754, 33.5754, 33.5754, 33.5754, 31.108, 18.7714, 18.7714, 18.7714, 18.7714, 18.7714, 18.7714, 18.7714, 18.7714, 18.7714, 21.2387, 33.5754, 33.5754, 33.5754, 33.5754, 33.5754, 33.5754, 33.5754, 38.9362, 38.9362, 38.9362, 38.9362, 38.9362, 41.6166, 147.559, 131.93, 163.137, 146.109, 138.832, 137.181, 141.728, 134.655, 127.192, 126.152, 132.177, 141.752, 114.362, 113.585, 106.758, 109.238, 41.6166, 38.9362, 38.9362, 38.9362, 38.9362, 38.9362, 38.9362, 41.6166, 134.179, 112.448, 143.62, 128.368, 124.368, 125.725, 127.368, 122.678, 116.183, 115.887, 122.147, 129.775, 101.286, 103.536, 96.5743, 99.8303, 41.6166, 38.9362, 38.9362, 38.9362, 38.9362, 38.9362, 38.9362, 41.6166, 134.58, 111.15, 143.304, 127.538, 122.19, 123.156, 124.548, 120.996, 115.086, 114.839, 120.735, 126.89, 97.3894, 99.7454, 92.5019, 96.1164, 41.6166, 38.9362, 38.9362, 38.9362, 38.9362, 38.9362, 38.9362, 41.6166, 144.45, 129.516, 151.284, 131.085, 126.278, 125.197, 125.161, 120.774, 114.79, 114.411, 120.586, 127.896, 99.4435, 102.658, 95.887, 99.5242, 41.6166, 38.9362, 33.5754, 33.5754, 33.5754, 33.5754, 33.5754, 33.5754, 145.87, 117.274, 109.549, 98.5057, 91.9249, 91.0462, 85.4779, 79.4584, 56.5764, 55.8243, 60.2569, 79.6187, 33.5754, 33.5754, 33.5754, 33.5754, 33.5754, 33.5754, 33.5754, 33.5754, 33.5754, 33.5754, 33.5754, 33.5754, 34.5655, 20.9088, 18.7714, 18.7714, 18.7714, 18.7714, 18.7714, 18.7714, 18.7714, 18.7714, 18.7714, 33.5754, 33.5754, 33.5754, 33.5754, 33.5754, 33.5754, 33.5754, 38.9362, 38.9362, 41.7921, 43.4777, 45.2287, 47.5001, 172.999, 141.927, 162.336, 139.992, 131.967, 130.293, 132.978, 128.174, 122.601, 122.073, 122.983, 127.575, 98.1835, 101.311, 94.9811, 98.5038, 41.6166, 38.9362, 38.9362, 38.9362, 38.9362, 38.9362, 38.9362, 41.6166, 135.61, 111.334, 140.777, 125.304, 119.919, 122.722, 126.224, 126.482, 121.984, 120.772, 120.758, 122.099, 90.8145, 93.2282, 85.5756, 87.9259, 41.6166, 38.9362, 38.9362, 38.9362, 38.9362, 38.9362, 38.9362, 41.6166, 130.189, 116.199, 146.624, 127.765, 119.847, 120.588, 123.609, 123.747, 120.589, 119.739, 119.921, 122.218, 91.1469, 93.502, 86.4831, 89.4501, 41.6166, 38.9362, 38.9362, 38.9362, 38.9362, 38.9362, 38.9362, 41.6166, 122.168, 105.558, 139.074, 122.528, 118.052, 119.799, 122.725, 124.003, 120.995, 121.575, 120.365, 121.677, 89.1019, 90.3988, 82.4726, 85.6087, 41.6166, 38.9362, 38.9362, 38.9362, 38.9362, 38.9362, 38.9362, 41.6166, 106.553, 99.4828, 142.845, 126.185, 120.437, 119.817, 120.242, 121.363, 117.417, 118.02, 118.961, 123.149, 90.2986, 92.1996, 83.8984, 86.4467, 41.6166, 38.9362, 33.5754, 33.5754, 33.5754, 33.5754, 33.5754, 33.5754, 109.401, 84.4718, 94.076, 88.0738, 80.7528, 83.2127, 82.3072, 77.4494, 52.4732, 52.6818, 51.4629, 66.9579, 33.5754, 33.5754, 33.5754, 33.5754, 33.5754, 33.5754, 33.5754, 33.5754, 33.5754, 33.5754, 33.5754, 33.5754, 31.108, 18.7714, 18.7714, 18.7714, 18.7714, 18.7714, 21.1874, 18.7714, 18.7714, 18.7714, 18.7714, 33.5754, 33.5754, 33.5754, 33.5754, 33.5754, 33.5754, 33.5754, 38.9362, 38.9362, 38.9362, 38.9362, 38.9362, 41.6166, 103.701, 89.6664, 131.359, 120.056, 118.578, 121.705, 123.177, 124.276, 120.591, 120.166, 120.769, 121.954, 86.7076, 88.5998, 79.3628, 82.0893, 41.6166, 38.9362, 38.9362, 38.9362, 38.9362, 38.9362, 38.9362, 41.6166, 99.4304, 94.0663, 140.365, 121.417, 116.782, 118.719, 120.955, 122.154, 119.54, 118.523, 118.45, 121.761, 88.234, 89.043, 81.3983, 83.9472, 41.6166, 38.9362, 38.9362, 38.9362, 38.9362, 38.9362, 38.9362, 41.6166, 112.606, 96.9766, 135.261, 121.816, 117.521, 119.454, 122.226, 122.842, 119.272, 117.702, 119.457, 119.407, 88.74, 90.1967, 81.9256, 84.2286, 41.6166, 38.9362, 38.9362, 38.9362, 38.9362, 38.9362, 38.9362, 41.6166, 114.974, 99.5702, 136.224, 122.069, 117.45, 121.217, 123.712, 123.718, 119.188, 118.688, 120.167, 119.499, 89.2523, 90.2419, 81.1791, 85.0077, 41.6166, 38.9362, 38.9362, 38.9362, 38.9362, 38.9362, 38.9362, 41.6166, 101.853, 92.1261, 133.285, 120.232, 117.332, 123.502, 128.51, 132.09, 128.274, 126.301, 126.843, 124.682, 88.5132, 86.9869, 77.7439, 81.0848, 41.6166, 38.9362, 33.5754, 33.5754, 33.5754, 33.5754, 33.5754, 33.5754, 91.5629, 78.622, 92.9278, 91.5897, 87.6784, 87.8362, 85.3483, 82.296, 64.1723, 66.6132, 68.2239, 80.7772, 33.5754, 33.5754, 33.5754, 33.5754, 33.5754, 33.5754, 33.5754, 33.5754, 33.5754, 33.5754, 33.5754, 33.5754, 28.6407, 18.7714, 18.7714, 18.7714, 18.7714, 18.7714, 18.7714, 18.7714, 18.7714, 18.7714, 18.7714, 31.108, 33.5754, 33.5754, 33.5754, 33.5754, 33.5754, 33.5754, 38.9362, 38.9362, 38.9362, 38.9362, 38.9362, 41.6166, 149.261, 123.809, 147.564, 128.823, 122.579, 125.586, 128.886, 124.836, 120.228, 119.962, 121.28, 121.551, 90.2391, 90.854, 82.0314, 85.2273, 41.6166, 38.9362, 38.9362, 38.9362, 38.9362, 38.9362, 38.9362, 41.6166, 102.751, 92.1889, 131.301, 121.325, 124.155, 131.137, 134.179, 137.996, 134.567, 133.442, 133.533, 128.937, 90.1826, 88.5796, 76.377, 76.5461, 41.6166, 38.9362, 38.9362, 38.9362, 38.9362, 38.9362, 38.9362, 41.6166, 68.1058, 68.9968, 130.897, 125.398, 125.853, 129.808, 132.809, 137.547, 131.545, 129.309, 129.218, 127.428, 89.0817, 85.0062, 70.6225, 70.7933, 41.6166, 38.9362, 38.9362, 38.9362, 38.9362, 38.9362, 38.9362, 41.6166, 72.2074, 69.7315, 126.489, 119.797, 123.214, 129.632, 130.027, 128.089, 121.849, 121.219, 122.95, 117.617, 84.5629, 86.6192, 78.6097, 81.9264, 41.6166, 38.9362, 38.9362, 38.9362, 38.9362, 38.9362, 38.9362, 41.6166, 98.7741, 89.931, 134.027, 121.379, 117.417, 118.573, 118.658, 116.505, 112.105, 112.11, 115.22, 118.809, 91.3067, 93.6335, 85.9244, 88.7878, 41.6166, 38.9362, 33.5754, 33.5754, 33.5754, 33.5754, 33.5754, 33.5754, 120.459, 99.6859, 104.526, 94.9952, 85.6986, 85.5286, 82.0141, 75.6155, 49.6814, 49.085, 50.8381, 69.4183, 33.5754, 33.5754, 33.5754, 33.5754, 33.5754, 33.5754, 33.5754, 33.5754, 33.5754, 38.4371, 41.0401, 40.9483, 38.1295, 23.7508, 20.2999, 18.7714, 18.7714, 18.7714, 18.7714, 18.7714, 18.7714, 18.7714, 18.7714, 28.6407, 33.5754, 33.5754, 33.5754, 33.5754, 33.5754, 33.5754, 38.9362, 38.9362, 44.2703, 43.7942, 46.1776, 47.9632, 173.422, 145.755, 164.054, 142.812, 131.482, 129.958, 134.414, 129.863, 124.955, 125.085, 124.736, 122.557, 93.7905, 96.9914, 90.1429, 94.0503, 41.6166, 38.9362, 38.9362, 38.9362, 38.9362, 38.9362, 38.9362, 41.6166, 109.515, 99.2944, 134.339, 121.258, 122.881, 131.254, 135.374, 137.977, 135.063, 134.647, 131.529, 124.041, 87.7284, 85.0509, 72.6978, 74.8696, 41.6166, 38.9362, 38.9362, 38.9362, 38.9362, 38.9362, 38.9362, 41.6166, 81.2074, 82.4488, 130.369, 117.397, 114.228, 118.597, 122.657, 127.271, 125.734, 126.648, 127.612, 121.029, 84.843, 82.3218, 70.757, 72.6708, 41.6166, 38.9362, 38.9362, 38.9362, 38.9362, 38.9362, 38.9362, 41.6166, 73.2832, 77.8289, 131.034, 119.115, 120.381, 123.198, 122.685, 126.631, 125.8, 125.527, 126.347, 122.171, 87.7384, 85.7473, 72.2303, 73.0312, 41.6166, 38.9362, 38.9362, 38.9362, 38.9362, 38.9362, 38.9362, 41.6166, 64.1811, 69.3571, 129.61, 123.291, 125.708, 135.655, 141.792, 145.267, 139.921, 140.845, 142.165, 133.427, 94.2794, 87.8435, 70.1639, 69.64, 41.6166, 38.9362, 33.5754, 33.5754, 33.5754, 33.5754, 33.5754, 33.5754, 68.789, 62.8391, 76.5092, 70.8421, 72.5226, 80.6939, 89.3684, 89.9595, 58.6703, 56.3079, 54.2341, 53.9706, 33.5754, 33.5754, 33.5754, 33.5754, 33.5754, 33.5754, 33.5754, 33.5754, 33.5754, 33.5754, 33.5754, 33.5754, 26.1734, 18.7714, 18.7714, 18.7714, 18.7714, 18.7714, 21.5829, 29.4769, 29.4311, 25.239, 28.1271, 29.5355, 33.5754, 33.5754, 33.5754, 33.5754, 33.5754, 33.5754, 33.5754, 33.5754, 33.5754, 33.5754, 33.5754, 33.5754, 26.1734, 18.7714, 18.7714, 18.7714, 18.7714, 18.7714, 18.7714, 21.3406, 21.0933, 18.7714, 18.7714, 28.6407, 33.5754, 33.5754, 33.5754, 33.5754, 33.5754, 33.5754, 38.9362, 38.9362, 38.9362, 38.9362, 38.9362, 41.6166, 85.0074, 81.8724, 128.434, 119.469, 117.72, 120.887, 122.664, 124.63, 119.242, 118.264, 120.064, 114.243, 84.6477, 85.9791, 76.7819, 79.5819, 41.6166, 38.9362, 38.9362, 38.9362, 38.9362, 38.9362, 38.9362, 41.6166, 101.574, 91.18, 133.428, 120.105, 116.96, 120.703, 122.511, 124.757, 121.607, 121.502, 125.737, 117.521, 83.5195, 83.6921, 74.9305, 78.3314, 41.6166, 38.9362, 38.9362, 38.9362, 38.9362, 38.9362, 38.9362, 41.6166, 88.3255, 83.8613, 130.367, 118.412, 118.386, 124.314, 128.832, 134.719, 131.073, 131.513, 134.676, 124.996, 88.1483, 82.9673, 69.6922, 72.431, 41.6166, 38.9362, 38.9362, 38.9362, 38.9362, 38.9362, 38.9362, 41.6166, 80.6865, 78.7972, 128.897, 119.916, 123.694, 130.92, 132.223, 138.328, 134.88, 134.717, 139.558, 129.299, 91.851, 89.2706, 74.6701, 73.6442, 41.6166, 38.9362, 33.5754, 33.5754, 33.5754, 33.5754, 33.5754, 33.5754, 61.5923, 50.8136, 70.4639, 75.6751, 77.8559, 83.5333, 83.3455, 79.8957, 50.416, 47.6804, 45.3121, 44.5892, 33.5754, 33.5754, 33.5754, 33.5754, 33.5754, 33.5754, 33.5754, 33.5754, 33.5754, 33.5754, 33.5754, 33.5754, 23.706, 18.7714, 18.7714, 18.7714, 18.7714, 18.7714, 20.8954, 20.4926, 21.1161, 20.7317, 22.5712, 26.1734, 33.5754, 33.5754, 33.5754, 33.5754, 33.5754, 33.5754, 38.9362, 38.9362, 38.9362, 38.9362, 38.9362, 41.6166, 80.9661, 78.4209, 128.068, 120.228, 122.232, 128.351, 133.361, 137.966, 135.023, 136.043, 137.51, 127.135, 89.708, 85.6968, 69.9352, 69.2689, 41.6166, 38.9362, 38.9362, 38.9362, 38.9362, 38.9362, 38.9362, 41.6166, 65.8279, 68.543, 128.276, 123.124, 127.45, 137.01, 143.12, 149.938, 148.811, 153.625, 155.723, 142.307, 101.58, 94.3632, 77.483, 74.4637, 41.6166, 38.9362, 38.9362, 38.9362, 38.9362, 38.9362, 38.9362, 41.6166, 63.9313, 72.8519, 125.761, 116.131, 115.616, 118.396, 121.175, 124.148, 120.239, 119.952, 120.909, 113.931, 83.5578, 83.2938, 71.9689, 74.3505, 41.6166, 38.9362, 38.9362, 38.9362, 38.9362, 38.9362, 38.9362, 41.6166, 80.305, 78.6787, 128.767, 117.487, 119.011, 124.25, 125.161, 128.011, 122.36, 120.84, 123.713, 117.172, 82.9132, 82.5355, 72.2463, 75.3409, 41.6166, 38.9362, 38.9362, 38.9362, 38.9362, 38.9362, 38.9362, 41.6166, 78.0567, 86.869, 135.769, 121.407, 118.063, 120.168, 120.839, 121.408, 116.83, 116.419, 119.312, 117.314, 89.3496, 88.8048, 78.5845, 80.3799, 41.6166, 38.9362, 33.5754, 33.5754, 33.5754, 33.5754, 33.5754, 33.5754, 80.9004, 68.1961, 77.0203, 78.0225, 79.1845, 81.9923, 80.7572, 77.9939, 55.052, 57.562, 60.5822, 64.7182, 33.5754, 33.5754, 33.5754, 33.5754, 33.5754, 33.5754, 33.5754, 33.5754, 33.5754, 33.5754, 33.5754, 33.5754, 21.2387, 18.7714, 18.7714, 18.7714, 18.7714, 18.7714, 18.7714, 18.7714, 18.7714, 18.7714, 18.7714, 23.706, 33.5754, 33.5754, 33.5754, 33.5754, 33.5754, 33.5754, 38.9362, 38.9362, 38.9362, 38.9362, 38.9362, 41.6166, 90.1838, 84.9033, 130.385, 119.919, 119.306, 123.454, 124.22, 124.452, 121.401, 121.577, 123.318, 114.867, 86.1306, 84.0178, 73.4622, 76.872, 41.6166, 38.9362, 38.9362, 38.9362, 38.9362, 38.9362, 38.9362, 41.6166, 77.3915, 82.324, 128.165, 119.55, 120.943, 126.516, 129.961, 135.918, 133.583, 133.788, 132.953, 120.288, 88.3243, 84.1777, 69.6655, 70.7734, 41.6166, 38.9362, 38.9362, 38.9362, 38.9362, 38.9362, 38.9362, 41.6166, 69.8507, 73.0825, 127.65, 121.858, 126.34, 135.444, 139.881, 146.08, 141.763, 140.45, 142.052, 131.52, 95.68, 88.7978, 71.6284, 70.0038, 41.6166, 38.9362, 38.9362, 38.9362, 38.9362, 38.9362, 38.9362, 41.6166, 54.0338, 66.7377, 129.097, 127.287, 130.95, 142.693, 144.605, 149.31, 146.199, 145.083, 146.327, 134.154, 100.622, 93.4091, 73.7635, 74.4936, 41.6166, 38.9362, 38.9362, 38.9362, 38.9362, 38.9362, 38.9362, 41.6166, 41.5939, 61.398, 129.761, 125.369, 132.447, 142.265, 143.388, 148.734, 146.38, 146.5, 145.575, 130.295, 94.4359, 89.4222, 73.1822, 71.6438, 41.6166, 38.9362, 33.5754, 33.5754, 33.5754, 33.5754, 33.5754, 33.5754, 42.2636, 47.6857, 73.3371, 76.9813, 78.8421, 85.4943, 87.3965, 84.7442, 53.8986, 49.861, 47.6768, 43.6239, 33.5754, 33.5754, 33.5754, 33.5754, 33.5754, 33.5754, 33.5754, 33.5754, 33.5754, 33.5754, 33.5754, 33.5754, 18.7714, 18.7714, 18.7714, 18.7714, 18.7714, 18.7714, 18.7714, 18.7714, 18.7714, 18.7714, 18.7714, 23.706, 33.5754, 33.5754, 33.5754, 33.5754, 33.5754, 33.5754, 38.9362, 38.9362, 38.9362, 38.9362, 41.6166, 77.9283, 79.8551, 134.102, 121.489, 117.108, 117.637, 118.244, 116.48, 112.39, 114.382, 118.608, 107.881, 74.618, 85.984, 77.7682, 80.5875, 41.6166, 38.9362, 38.9362, 38.9362, 38.9362, 38.9362, 38.9362, 41.6166, 89.8266, 86.848, 132.776, 118.442, 116.302, 119.762, 121.633, 123.643, 122.477, 123.919, 125.068, 112.251, 78.2212, 85.6934, 71.4617, 71.6353, 41.6166, 38.9362, 38.9362, 38.9362, 38.9362, 38.9362, 38.9362, 41.6166, 87.7677, 82.3362, 131.651, 118.206, 118.501, 123.843, 127.326, 132.751, 131.767, 132.713, 136.447, 124.041, 87.1944, 91.2282, 73.0287, 71.5962, 41.6166, 38.9362, 38.9362, 38.9362, 38.9362, 38.9362, 38.9362, 41.6166, 71.4917, 70.8912, 126.346, 121.111, 123.364, 129.271, 135.667, 143.393, 144.88, 149.774, 156.483, 141.859, 93.5192, 94.3326, 73.1323, 68.8229, 41.6166, 38.9362, 38.9362, 38.9362, 38.9362, 38.9362, 38.9362, 41.6166, 62.7122, 66.7855, 125.881, 121.267, 125.944, 135.4, 141.945, 149.745, 148.69, 152.957, 158.845, 144.611, 96.5542, 99.3558, 78.2298, 73.5792, 41.6166, 38.9362, 38.9362, 33.5754, 33.5754, 33.5754, 33.5754, 33.5754, 54.3162, 45.0313, 69.98, 77.8579, 84.4665, 92.0897, 94.2012, 94.5013, 66.0984, 65.0125, 64.7387, 55.3079, 26.7323, 33.5754, 33.5754, 33.5754, 33.5754, 33.5754, 33.5754, 33.5754, 33.5754, 33.5754, 33.5754, 33.5754, 31.108, 18.7714, 18.7714, 18.7714, 22.2332, 22.8165, 32.7295, 37.6599, 42.0701, 38.1407, 44.4115, 39.7426, 34.3168, 33.5754, 33.5754, 33.5754, 33.5754, 33.5754, 33.5754, 38.9362, 38.9362, 38.9362, 38.9362, 41.6166, 56.4291, 62.9524, 130.125, 128.084, 132.488, 140.636, 147.665, 159.957, 160.645, 165.921, 172.007, 156.374, 105.246, 106.153, 85.1244, 80.1288, 41.6166, 38.9362, 38.9362, 38.9362, 38.9362, 38.9362, 38.9362, 41.6166, 52.7446, 60.8894, 131.822, 130.161, 138.527, 149.876, 153.78, 164.872, 164.495, 167.643, 171.376, 152.257, 102.968, 104.106, 82.4524, 78.2332, 41.6166, 38.9362, 38.9362, 38.9362, 38.9362, 38.9362, 38.9362, 41.6166, 55.1166, 63.819, 135.209, 128.197, 128.413, 134.494, 134.603, 144.112, 144.12, 146.048, 146.055, 126.037, 80.1284, 86.106, 68.9044, 67.4134, 41.6166, 38.9362, 38.9362, 38.9362, 38.9362, 38.9362, 38.9362, 41.6166, 64.5567, 68.3103, 126.165, 115.742, 112.888, 115.208, 117.619, 122.46, 119.82, 121.409, 126.168, 113.241, 74.1242, 81.7248, 65.0699, 67.1585, 41.6166, 38.9362, 38.9362, 38.9362, 38.9362, 38.9362, 38.9362, 41.6166, 79.8937, 77.5744, 130.24, 116.98, 114.939, 119.615, 122.49, 128.465, 127.97, 129.468, 134.053, 122.069, 81.1643, 87.5077, 70.7853, 70.079, 41.6166, 38.9362, 38.9362, 33.5754, 33.5754, 33.5754, 33.5754, 33.5754, 61.8839, 54.3597, 70.9123, 72.6442, 74.5289, 78.9558, 79.7041, 80.2502, 52.361, 52.0242, 51.074, 41.9165, 21.2387, 33.5754, 33.5754, 33.5754, 33.5754, 33.5754, 33.5754, 33.5754, 33.5754, 33.5754, 33.5754, 33.5754, 28.6407, 18.7714, 18.7714, 19.7223, 19.2984, 18.7714, 18.7714, 20.8346, 22.3906, 23.2765, 30.6705, 32.2232, 23.4251, 33.5754, 33.5754, 33.5754, 33.5754, 33.5754, 33.5754, 38.9362, 38.9362, 38.9362, 38.9362, 41.6166, 74.3379, 76.7696, 128.834, 122.656, 124.814, 131.312, 135.25, 141.939, 140.479, 141.374, 143.878, 129.222, 86.5641, 91.8302, 73.8203, 72.2079, 41.6166, 38.9362, 38.9362, 38.9362, 38.9362, 38.9362, 38.9362, 41.6166, 55.6246, 65.8477, 131.372, 124.827, 125.691, 130.759, 132.752, 135.725, 130.679, 130.025, 131.039, 117.887, 76.7346, 86.1244, 68.4688, 66.315, 41.6166, 38.9362, 38.9362, 38.9362, 38.9362, 38.9362, 38.9362, 41.6166, 73.4407, 75.4997, 128.957, 116.648, 113.645, 117.508, 120.712, 126.149, 125.324, 127.242, 132.425, 118.756, 75.9322, 85.9619, 68.4119, 68.4751, 41.6166, 38.9362, 38.9362, 38.9362, 38.9362, 38.9362, 38.9362, 41.6166, 71.6345, 74.551, 126.805, 119.035, 120.842, 127.823, 132.001, 140.423, 139.36, 144.286, 151.053, 135.855, 89.5411, 94.8905, 74.4708, 71.4572, 41.6166, 38.9362, 38.9362, 38.9362, 38.9362, 38.9362, 38.9362, 41.6166, 57.5239, 64.2065, 126.383, 121.758, 125.553, 134.499, 139.971, 149.351, 150.718, 155.601, 162.368, 148.948, 99.1819, 102.062, 77.8837, 74.6351, 41.6166, 38.9362, 38.9362, 33.5754, 33.5754, 33.5754, 33.5754, 33.5754, 48.4773, 46.4038, 73.8587, 81.9449, 86.7091, 93.9951, 97.8267, 99.6959, 71.2797, 70.8948, 73.2264, 62.7134, 28.1005, 33.5754, 33.5754, 33.5754, 33.5754, 33.5754, 33.5754, 33.5754, 33.5754, 33.5754, 33.5754, 33.5754, 26.1734, 18.7714, 21.4214, 27.1091, 29.0738, 28.741, 34.6766, 42.2791, 40.22, 45.0991, 44.1284, 45.5909, 37.87, 38.2507, 33.5754, 33.5754, 33.5754, 33.5754, 33.5754, 38.9362, 38.9362, 38.9362, 38.9362, 41.6166, 47.8532, 61.3864, 133.685, 132.233, 138.316, 147.485, 150.226, 161.462, 162.997, 168.239, 174.332, 159.009, 104.438, 110.972, 87.2418, 79.706, 41.6166, 38.9362, 38.9362, 38.9362, 38.9362, 38.9362, 38.9362, 41.6166, 44.0407, 59.0522, 131.243, 128.37, 133.604, 146.386, 149.751, 160.785, 162.466, 167.56, 173.898, 157.862, 102.947, 107.683, 83.2585, 77.247, 41.6166, 38.9362, 38.9362, 38.9362, 38.9362, 38.9362, 38.9362, 41.6166, 44.0113, 58.6284, 128.191, 121.964, 123.165, 129.6, 132.302, 142.052, 145.55, 153.425, 157.602, 138.45, 88.281, 92.9608, 71.7437, 68.7407, 41.6166, 38.9362, 38.9362, 38.9362, 38.9362, 38.9362, 38.9362, 41.6166, 47.5548, 60.7805, 125.684, 118.949, 120.68, 126.622, 129.827, 137.531, 136.577, 138.099, 141.574, 125.918, 78.6719, 86.0583, 68.4183, 67.742, 41.6166, 38.9362, 38.9362, 38.9362, 38.9362, 38.9362, 38.9362, 41.6166, 51.152, 61.7136, 128.356, 124.008, 125.953, 134.08, 139.931, 149.139, 149.117, 154.462, 161.711, 147.407, 96.131, 102.454, 80.3328, 75.8685, 41.6166, 38.9362, 38.9362, 33.5754, 33.5754, 33.5754, 33.5754, 33.5754, 43.6683, 43.7258, 71.7377, 77.1791, 78.296, 82.8729, 86.2269, 88.0662, 60.9816, 61.6987, 64.5998, 56.7667, 23.9401, 33.5754, 33.5754, 33.5754, 33.5754, 33.5754, 33.5754, 33.5754, 33.5754, 33.5754, 33.5754, 33.5754, 23.706, 18.7714, 25.04, 30.5038, 28.4587, 25.8726, 26.0957, 33.045, 31.8747, 41.1916, 41.7748, 31.4146, 20.8047, 33.5754, 33.5754, 33.5754, 33.5754, 33.5754, 33.5754, 38.9362, 38.9362, 38.9362, 38.9362, 41.6166, 48.1829, 63.2713, 134.211, 130.156, 136.589, 146.542, 149.222, 159.608, 160.34, 164.756, 169.711, 153.234, 99.254, 102.567, 82.4729, 77.4227, 41.6166, 38.9362, 38.9362, 38.9362, 38.9362, 38.9362, 38.9362, 41.6166, 42.1528, 61.6384, 136.06, 132.857, 134.569, 141.395, 145.353, 156.327, 157.611, 163.197, 171.062, 158.189, 104.83, 108.849, 89.532, 84.8615, 41.6166, 38.9362, 38.9362, 38.9362, 38.9362, 38.9362, 38.9362, 41.6166, 48.0389, 64.8366, 141.346, 139.321, 144.299, 151.952, 152.562, 162.376, 163.236, 168.388, 175.314, 160.928, 106.651, 110.023, 91.6166, 86.5361, 41.6166, 38.9362, 38.9362, 38.9362, 38.9362, 38.9362, 38.9362, 41.6166, 44.9963, 64.093, 140.857, 139.35, 146.126, 157.494, 162.556, 173.804, 175.24, 179.983, 188.079, 172.409, 114.799, 115.247, 95.0421, 90.5571, 41.6166, 38.9362, 38.9362, 38.9362, 38.9362, 38.9362, 38.9362, 41.6166, 46.3695, 65.4903, 144.748, 149.109, 156.554, 168.384, 174.395, 187.699, 188.245, 189.789, 191.434, 170.932, 114.593, 116.762, 94.9978, 90.3065, 41.6166, 38.9362, 38.9362, 33.5754, 33.5754, 33.5754, 33.5754, 33.5754, 46.9595, 44.4482, 69.3626, 72.3624, 75.5321, 80.0536, 78.7292, 77.2167, 48.6567, 46.9404, 45.868, 36.2655, 22.2226, 31.108, 33.5754, 33.5754, 33.5754, 33.5754, 33.5754, 33.5754, 33.5754, 33.5754, 33.5754, 33.5754, 21.2387, 18.7714, 18.7714, 18.7714, 18.7714, 18.7714, 18.7714, 18.7714, 18.7714, 26.5402, 37.4433, 32.9169, 30.4931, 31.9691, 33.5754, 33.5754, 33.5754, 33.5754, 33.5754, 38.9362, 38.9362, 38.9362, 38.9362, 41.6166, 55.7083, 66.1048, 124.628, 115.509, 115.295, 119.871, 122.147, 126.515, 123.744, 124.697, 127.929, 113.915, 71.3495, 78.9198, 65.7292, 67.9154, 41.6166, 38.9362, 38.9362, 38.9362, 38.9362, 38.9362, 38.9362, 41.6166, 60.369, 70.151, 127.021, 116.399, 116.048, 119.76, 121.555, 126.9, 125.811, 125.623, 126.897, 112.548, 70.7588, 77.7666, 66.6192, 69.4532, 41.6166, 38.9362, 38.9362, 38.9362, 38.9362, 38.9362, 38.9362, 41.6166, 68.8006, 75.2788, 128.81, 116.877, 116.2, 120.524, 122.047, 125.011, 121.618, 120.914, 123.746, 113.029, 73.9834, 81.9082, 67.3704, 67.7235, 41.6166, 38.9362, 38.9362, 38.9362, 38.9362, 38.9362, 38.9362, 41.6166, 61.3638, 70.2604, 126.562, 118.576, 118.586, 123.154, 125.612, 131.682, 131.134, 134.266, 140.869, 128.786, 84.7729, 89.89, 73.7651, 71.0646, 41.6166, 38.9362, 38.9362, 38.9362, 38.9362, 38.9362, 38.9362, 41.6166, 50.7243, 64.3224, 126.366, 120.706, 122.544, 130.042, 134.492, 142.155, 142.368, 147.787, 155.382, 141.624, 91.4614, 88.4601, 70.4178, 69.3797, 41.6166, 38.9362, 38.9362, 33.5754, 33.5754, 33.5754, 33.5754, 33.5754, 46.0842, 46.0879, 74.0487, 82.7558, 84.3139, 91.8135, 95.1591, 94.1539, 66.0308, 66.6632, 68.8192, 60.3246, 38.8048, 39.0184, 33.5754, 33.5754, 33.5754, 33.5754, 33.5754, 33.5754, 33.5754, 33.5754, 33.5754, 33.5754, 21.2387, 19.0765, 27.1583, 32.9917, 34.3032, 28.7563, 20.4896, 30.7491, 34.6851, 41.9585, 46.1535, 44.0584, 38.6508, 37.4947, 33.5754, 33.5754, 33.5754, 33.5754, 33.5754, 38.9362, 38.9362, 38.9362, 38.9362, 41.6166, 41.0391, 62.8071, 134.314, 128.465, 128.327, 131.675, 131.761, 136.86, 132.215, 130.117, 132.756, 122.496, 83.3951, 89.1851, 76.1967, 75.5725, 41.6166, 38.9362, 38.9362, 38.9362, 38.9362, 38.9362, 38.9362, 41.6166, 41.2543, 62.7236, 132.484, 127.787, 127.896, 132.541, 134.898, 143.959, 144.492, 149.319, 154.887, 140.308, 90.1835, 90.2344, 73.5422, 69.9378, 41.6166, 38.9362, 38.9362, 38.9362, 38.9362, 38.9362, 38.9362, 41.6166, 39.2137, 60.5049, 128.769, 122.621, 123.305, 126.911, 128.55, 134.286, 130.593, 130.716, 132.876, 117.576, 74.4659, 78.6808, 66.8812, 65.9344, 41.6166, 38.9362, 38.9362, 38.9362, 38.9362, 38.9362, 38.9362, 41.6166, 44.1688, 62.6748, 125.124, 119.281, 120.392, 124.942, 127.83, 132.31, 129.663, 131.354, 136.478, 122.485, 77.7101, 81.0276, 67.4824, 66.0547, 41.6166, 38.9362, 38.9362, 38.9362, 38.9362, 38.9362, 38.9362, 41.6166, 48.3424, 64.4753, 124.595, 117.906, 118.406, 123.321, 127.374, 134.869, 135.002, 139.331, 148.026, 138.45, 93.9842, 96.6093, 81.8488, 78.0342, 41.6166, 38.9362, 38.9362, 33.5754, 33.5754, 33.5754, 33.5754, 33.5754, 37.5736, 43.8939, 71.6506, 76.011, 79.2391, 85.9904, 88.1892, 89.5123, 60.9987, 57.9527, 57.3685, 47.3507, 24.8517, 28.6407, 33.5754, 33.5754, 33.5754, 33.5754, 33.5754, 33.5754, 33.5754, 33.5754, 33.5754, 33.5754, 18.7714, 18.7714, 18.7714, 20.0854, 20.6267, 18.7714, 18.7714, 18.7714, 18.7714, 22.7355, 26.607, 27.0776, 22.1449, 28.6407, 33.5754, 33.5754, 33.5754, 33.5754, 33.5754, 38.9362, 38.9362, 38.9362, 38.9362, 41.6166, 51.5681, 66.3784, 126.361, 120.779, 120.521, 126.185, 127.953, 131.208, 129.658, 134.934, 143.569, 133.209, 89.0637, 92.7855, 79.1082, 75.7776, 41.6166, 38.9362, 38.9362, 38.9362, 38.9362, 38.9362, 38.9362, 41.6166, 41.769, 64.9103, 137.224, 130.992, 131.823, 139.611, 142.618, 151.561, 149.946, 152.682, 152.739, 133.288, 82.2126, 83.7803, 70.7446, 68.4837, 41.6166, 38.9362, 38.9362, 38.9362, 38.9362, 38.9362, 38.9362, 39.1493, 41.0623, 64.038, 127.931, 121.924, 121.913, 126.77, 128.229, 132.896, 130.55, 131.374, 136.072, 122.141, 78.0349, 82.8535, 70.6593, 68.6232, 41.6166, 38.9362, 38.9362, 38.9362, 38.9362, 38.9362, 38.9362, 39.1493, 39.534, 60.0089, 126.871, 119.838, 120.58, 126.795, 131.086, 138.568, 140.457, 145.869, 152.216, 136.241, 86.6061, 87.5908, 72.2149, 68.9076, 41.6166, 38.9362, 38.9362, 38.9362, 38.9362, 38.9362, 38.9362, 39.1493, 39.618, 60.2328, 128.616, 125.855, 130.205, 137.279, 140.82, 149.723, 149.823, 156.073, 163.947, 150.005, 100.953, 97.1752, 82.3749, 78.4735, 41.6166, 38.9362, 38.9362, 33.5754, 33.5754, 33.5754, 33.5754, 31.108, 37.6882, 46.9793, 77.0701, 86.4713, 90.7444, 95.6547, 97.3365, 97.9433, 71.222, 73.9435, 75.7702, 66.9583, 43.0092, 44.4502, 38.5038, 33.5754, 33.5754, 33.5754, 33.5754, 33.5754, 33.5754, 33.5754, 33.5754, 31.108, 19.2731, 31.2054, 36.2287, 38.889, 38.172, 35.3701, 32.7311, 34.3047, 39.4602, 44.7426, 46.7916, 45.3803, 44.9368, 46.3228, 38.1948, 33.5754, 33.5754, 33.5754, 33.5754, 38.9362, 38.9362, 38.9362, 38.9362, 39.1493, 41.8589, 65.5684, 144.535, 141.984, 145.659, 152.241, 154.308, 165.571, 165.349, 164.595, 168.628, 150.286, 98.0196, 93.5665, 79.3866, 74.9124, 41.6166, 38.9362, 38.9362, 38.9362, 38.9362, 38.9362, 38.9362, 39.1493, 39.4022, 62.6383, 135.175, 131.618, 133.625, 140.946, 146.244, 157.409, 157.625, 161.693, 166.174, 150.201, 96.0865, 91.109, 76.3352, 72.127, 41.6166, 38.9362, 38.9362, 38.9362, 38.9362, 38.9362, 38.9362, 39.1493, 34.5302, 58.1158, 131.084, 128.3, 131.648, 140.337, 145.856, 157.564, 156.871, 160.652, 169.102, 154.733, 103.853, 102.152, 86.4883, 81.043, 41.6166, 38.9362, 38.9362, 38.9362, 38.9362, 38.9362, 38.9362, 39.1493, 37.6487, 62.003, 139.446, 137.906, 143.738, 152.449, 154.172, 164.235, 165.526, 170.759, 179.88, 167.905, 115.776, 109.426, 91.0097, 87.6493, 41.6166, 38.9362, 38.9362, 38.9362, 38.9362, 38.9362, 38.9362, 39.1493, 42.8851, 68.8443, 150.728, 150.571, 154.553, 162.81, 166.841, 179.973, 182.987, 189.059, 193.68, 175.524, 120.186, 112.16, 91.3878, 87.0327, 41.6166, 38.9362, 38.9362, 33.5754, 33.5754, 33.5754, 33.5754, 31.108, 47.2172, 55.4205, 88.1531, 94.3473, 96.6294, 103.09, 105.696, 104.775, 74.932, 76.291, 74.8477, 61.5106, 38.2127, 33.3459, 33.5754, 33.5754, 33.5754, 33.5754, 33.5754, 33.5754, 33.5754, 33.5754, 33.5754, 28.6407, 18.7714, 22.8031, 29.5567, 30.0297, 33.1169, 26.2197, 22.0104, 29.8991, 29.805, 43.4732, 43.262, 44.4254, 40.4732, 35.0622, 33.5754, 33.5754, 33.5754, 33.5754, 33.5754, 38.9362, 38.9362, 38.9362, 38.9362, 36.6819, 35.7472, 58.2243, 127.954, 122.102, 123.479, 128.871, 131.774, 140.554, 140.774, 149.723, 159.505, 146.714, 97.3258, 92.1289, 75.1853, 70.4336, 41.6166, 38.9362, 38.9362, 38.9362, 38.9362, 38.9362, 38.9362, 36.6819, 35.2205, 58.6763, 131.154, 127.893, 132.55, 140.255, 143.895, 154.066, 153.286, 158.36, 166.178, 152.008, 104.901, 100.167, 82.7435, 78.6812, 41.6166, 38.9362, 38.9362, 38.9362, 38.9362, 38.9362, 38.9362, 36.6819, 35.0223, 60.2995, 137.967, 137.604, 142.959, 152.617, 155.874, 166.593, 168.194, 174.007, 180.822, 167.851, 117.818, 112.151, 92.2795, 87.5903, 41.6166, 38.9362, 38.9362, 38.9362, 38.9362, 38.9362, 38.9362, 36.6819, 39.835, 65.6699, 146.917, 143.135, 146.877, 157.39, 163.599, 176.08, 177.324, 180.874, 188.515, 174.686, 118.414, 107.539, 90.9205, 86.1264, 41.6166, 38.9362, 38.9362, 38.9362, 38.9362, 38.9362, 38.9362, 36.6819, 47.4124, 69.9245, 149.821, 147.249, 150.162, 156.323, 157.526, 168.027, 167.913, 173.603, 182.131, 164.107, 111.132, 105.028, 88.0136, 81.831, 41.6166, 38.9362, 38.9362, 33.5754, 33.5754, 33.5754, 33.5754, 28.6407, 38.0113, 47.846, 77.6638, 82.8101, 85.4024, 90.6292, 92.6013, 94.0708, 67.9454, 71.1323, 73.1412, 62.8177, 39.7923, 40.4683, 33.5754, 33.5754, 33.5754, 33.5754, 33.5754, 33.5754, 33.5754, 33.5754, 33.5754, 28.6407, 18.7714, 22.482, 28.5051, 32.017, 31.5775, 26.9776, 24.3388, 27.726, 33.1362, 41.692, 44.9824, 43.355, 45.2788, 43.5553, 40.4872, 35.0372, 33.5754, 33.5754, 33.5754, 38.9362, 38.9362, 38.9362, 38.9362, 36.6819, 37.7471, 62.4864, 136.434, 132.212, 133.91, 141.817, 145.867, 154.757, 155.024, 162.016, 174.378, 161.139, 108.2, 101.263, 88.66, 83.2539, 41.6166, 38.9362, 38.9362, 38.9362, 38.9362, 38.9362, 38.9362, 36.6819, 46.4421, 71.1007, 148.301, 145.521, 148.258, 152.931, 152.667, 160.065, 159.495, 162.482, 167.864, 153.517, 104.212, 100.28, 86.088, 82.4135, 41.6166, 38.9362, 38.9362, 38.9362, 38.9362, 38.9362, 38.9362, 36.6819, 43.9368, 67.6722, 147.521, 144.574, 145.272, 151.639, 150.254, 158.385, 156.288, 156.628, 155.792, 139.086, 95.2451, 94.772, 84.7145, 81.3023, 41.6166, 38.9362, 38.9362, 38.9362, 38.9362, 38.9362, 38.9362, 36.6819, 43.4624, 70.2877, 150.636, 149.334, 152.466, 158.872, 160.123, 172.598, 175.783, 180.294, 188.872, 175.125, 122.873, 113.839, 95.9802, 91.3442, 41.6166, 43.8912, 38.9362, 38.9362, 38.9362, 38.9362, 38.9362, 36.6819, 51.3942, 75.8401, 160.924, 159.327, 164.61, 174.91, 174.524, 187.088, 191.371, 198.295, 197.203, 174.797, 120.109, 113.761, 98.6324, 94.0161, 41.6166, 44.328, 40.6651, 36.9883, 33.5754, 33.5754, 33.5754, 28.6407, 55.0653, 61.5475, 92.2712, 101.527, 108.619, 114.725, 116.985, 115.622, 83.1234, 77.4784, 73.8617, 62.0457, 32.0179, 39.8192, 39.6141, 33.5754, 38.9989, 33.5754, 33.5754, 33.5754, 33.5754, 33.5754, 33.5754, 28.6407, 27.9937, 40.5519, 40.1898, 43.1526, 42.5758, 44.2812, 40.6347, 46.6996, 45.9491, 48.8877, 42.8779, 48.7192, 42.5042, 46.7276, 46.6115, 44.262, 39.2828, 38.9584, 33.5754, 38.273, 33.5754, 33.5754, 33.5754, 28.6407, 26.3122, 37.4182, 38.5624, 41.9616, 40.7537, 41.376, 34.673, 38.3448, 39.3285, 46.3254, 44.2231, 46.0086, 41.7476, 45.3716, 40.165, 37.4708, 35.9762, 34.7379, 33.5754, 38.9362, 38.9362, 38.9362, 38.9362, 36.6819, 39.4475, 63.2309, 136.576, 131.774, 133.582, 139.793, 144.552, 154.588, 156.853, 165.411, 172.347, 158.304, 108.565, 103.181, 85.1724, 78.5426, 41.6166, 38.9362, 38.9362, 38.9362, 38.9362, 38.9362, 38.9362, 34.2146, 34.4608, 60.6191, 135.035, 131.593, 135.807, 144.967, 147.986, 159.688, 163.708, 172.084, 180.383, 164.111, 112.446, 107.492, 92.4108, 87.6429, 41.6166, 38.9362, 38.9362, 38.9362, 38.9362, 38.9362, 38.9362, 34.2146, 42.029, 67.7405, 147.362, 147.151, 150.956, 160.051, 165.412, 178.98, 182.611, 190.276, 197.942, 184.529, 131.691, 122.398, 101.919, 95.6129, 41.6166, 44.3309, 40.5071, 42.0127, 38.9362, 38.9362, 38.9362, 34.2146, 52.8469, 76.1312, 164.442, 167.055, 174.091, 183.095, 184.461, 197.069, 203.315, 214.152, 218.819, 200.012, 142.555, 126.957, 104.333, 97.9217, 47
| load_escalation | (0.0,)
Losses | acwiring_loss | 1.0
| dcoptimizer_loss | 0.0
| en_snow_model | 0.0
| subarray1_dcwiring_loss | 2.0
| subarray1_diodeconn_loss | 0.5
| subarray1_mismatch_loss | 2.0
| subarray1_nameplate_loss | 0.0
| subarray1_rear_irradiance_loss | 0.0
| subarray1_soiling | (5.0, 5.0, 5.0, 5.0, 5.0, 5.0, 5.0, 5.0, 5.0, 5.0, 5.0, 5.0)
| subarray1_tracking_loss | 0.0
| subarray2_dcwiring_loss | 2.0
| subarray2_diodeconn_loss | 0.5
| subarray2_mismatch_loss | 2.0
| subarray2_nameplate_loss | 0.0
| subarray2_rear_irradiance_loss | 0.0
| subarray2_soiling | (5.0, 5.0, 5.0, 5.0, 5.0, 5.0, 5.0, 5.0, 5.0, 5.0, 5.0, 5.0)
| subarray2_tracking_loss | 0.0
| subarray3_dcwiring_loss | 2.0
| subarray3_diodeconn_loss | 0.5
| subarray3_mismatch_loss | 2.0
| subarray3_nameplate_loss | 0.0
| subarray3_rear_irradiance_loss | 0.0
| subarray3_soiling | (5.0, 5.0, 5.0, 5.0, 5.0, 5.0, 5.0, 5.0, 5.0, 5.0, 5.0, 5.0)
| subarray3_tracking_loss | 0.0
| subarray4_dcwiring_loss | 2.0
| subarray4_diodeconn_loss | 0.5
| subarray4_mismatch_loss | 2.0
| subarray4_nameplate_loss | 0.0
| subarray4_rear_irradiance_loss | 0.0
| subarray4_soiling | (5.0, 5.0, 5.0, 5.0, 5.0, 5.0, 5.0, 5.0, 5.0, 5.0, 5.0, 5.0)
| subarray4_tracking_loss | 0.0
| transformer_load_loss | 0.0
| transformer_no_load_loss | 0.0
| transmission_loss | 0.0
MermoudLejeuneSingleDiodeModel
Module | module_model | 1.0
Outputs
PriceSignal
SandiaPVArrayPerformanceModelWithModuleDatabase | snl_a | -3.62
| snl_a0 | 0.94045
| snl_a1 | 0.052641
| snl_a2 | -0.0093897
| snl_a3 | 0.00072623
| snl_a4 | -1.9938e-05
| snl_aimp | -0.00038
| snl_aisc | 0.00061
| snl_area | 1.244
| snl_b | -0.075
| snl_b0 | 1.0
| snl_b1 | -0.002438
| snl_b2 | 0.0003103
| snl_b3 | -1.246e-05
| snl_b4 | 2.11e-07
| snl_b5 | -1.36e-09
| snl_bvmpo | -0.139
| snl_bvoco | -0.136
| snl_c0 | 1.0039
| snl_c1 | -0.0039
| snl_c2 | 0.291066
| snl_c3 | -4.73546
| snl_c4 | 0.9942
| snl_c5 | 0.0058
| snl_c6 | 1.0723
| snl_c7 | -0.0723
| snl_dtc | 3.0
| snl_fd | 1.0
| snl_impo | 5.25
| snl_isco | 5.75
| snl_ixo | 5.65
| snl_ixxo | 3.85
| snl_mbvmp | 0.0
| snl_mbvoc | 0.0
| snl_module_structure | 0.0
| snl_n | 1.221
| snl_ref_a | -3.62
| snl_ref_b | -0.075
| snl_ref_dT | 3.0
| snl_series_cells | 72.0
| snl_transient_thermal_model_unit_mass | 11.0919
| snl_vmpo | 40.0
| snl_voco | 47.7
Shading | subarray1_shade_mode | 0.0
| subarray2_shade_mode | 0.0
| subarray3_shade_mode | 0.0
| subarray4_shade_mode | 0.0
SimpleEfficiencyModuleModel | spe_a | -3.56
| spe_area | 0.74074
| spe_b | -0.075
| spe_bifacial_ground_clearance_height | 1.0
| spe_bifacial_transmission_factor | 0.013
| spe_bifaciality | 0.65
| spe_dT | 3.0
| spe_eff0 | 13.5
| spe_eff1 | 13.5
| spe_eff2 | 13.5
| spe_eff3 | 13.5
| spe_eff4 | 13.5
| spe_fd | 1.0
| spe_is_bifacial | 0.0
| spe_module_structure | 0.0
| spe_rad0 | 200.0
| spe_rad1 | 400.0
| spe_rad2 | 600.0
| spe_rad3 | 800.0
| spe_rad4 | 1000.0
| spe_reference | 4.0
| spe_temp_coeff | -0.5
| spe_vmp | 30.0
| spe_voc | 36.0
SolarResource | albedo | (0.2, 0.2, 0.2, 0.2, 0.2, 0.2, 0.2, 0.2, 0.2, 0.2, 0.2, 0.2)
| irrad_mode | 0.0
| sky_model | 2.0
| use_wf_albedo | 0.0
SystemDesign | enable_mismatch_vmax_calc | 0.0
| inverter_count | 7.0
| subarray1_azimuth | 180.0
| subarray1_backtrack | 0.0
| subarray1_gcr | 0.3
| subarray1_modules_per_string | 12.0
| subarray1_monthly_tilt | (40.0, 40.0, 40.0, 20.0, 20.0, 20.0, 20.0, 20.0, 20.0, 40.0, 40.0, 40.0)
| subarray1_mppt_input | 1.0
| subarray1_nstrings | 134.0
| subarray1_rotlim | 45.0
| subarray1_tilt | 20.0
| subarray1_tilt_eq_lat | 0.0
| subarray1_track_mode | 0.0
| subarray2_azimuth | 180.0
| subarray2_backtrack | 0.0
| subarray2_enable | 0.0
| subarray2_gcr | 0.3
| subarray2_modules_per_string | 0.0
| subarray2_monthly_tilt | (40.0, 40.0, 40.0, 20.0, 20.0, 20.0, 20.0, 20.0, 20.0, 40.0, 40.0, 40.0)
| subarray2_mppt_input | 1.0
| subarray2_nstrings | 0.0
| subarray2_rotlim | 45.0
| subarray2_tilt | 20.0
| subarray2_tilt_eq_lat | 0.0
| subarray2_track_mode | 0.0
| subarray3_azimuth | 180.0
| subarray3_backtrack | 0.0
| subarray3_enable | 0.0
| subarray3_gcr | 0.3
| subarray3_modules_per_string | 0.0
| subarray3_monthly_tilt | (40.0, 40.0, 40.0, 20.0, 20.0, 20.0, 20.0, 20.0, 20.0, 40.0, 40.0, 40.0)
| subarray3_mppt_input | 1.0
| subarray3_nstrings | 0.0
| subarray3_rotlim | 45.0
| subarray3_tilt | 20.0
| subarray3_tilt_eq_lat | 0.0
| subarray3_track_mode | 0.0
| subarray4_azimuth | 180.0
| subarray4_backtrack | 0.0
| subarray4_enable | 0.0
| subarray4_gcr | 0.3
| subarray4_modules_per_string | 0.0
| subarray4_monthly_tilt | (40.0, 40.0, 40.0, 20.0, 20.0, 20.0, 20.0, 20.0, 20.0, 40.0, 40.0, 40.0)
| subarray4_mppt_input | 1.0
| subarray4_nstrings | 0.0
| subarray4_rotlim | 45.0
| subarray4_tilt | 20.0
| subarray4_tilt_eq_lat | 0.0
| subarray4_track_mode | 0.0
| system_capacity | 498.72